## test
Filename | Description | /HPXML/Building/BuildingDetails/ClimateandRiskZones/ClimateZoneIECC/Year | /HPXML/Building/BuildingDetails/ClimateandRiskZones/ClimateZoneIECC/ClimateZone | /HPXML/Building/BuildingDetails/ClimateandRiskZones/WeatherStation/Name | /HPXML/Building/BuildingDetails/ClimateandRiskZones/WeatherStation/extension/EPWFilePath | /HPXML/Building/BuildingDetails/Enclosure/Windows/Window/Ufactor | /HPXML/Building/BuildingDetails/Enclosure/Windows/Window/SHGC | /HPXML/Building/BuildingDetails/Systems/HVAC/HVACPlant/CoolingSystem | /HPXML/Building/BuildingDetails/Systems/HVAC/HVACPlant/CoolingSystem/CoolingSystemType | /HPXML/Building/BuildingDetails/Systems/HVAC/HVACPlant/CoolingSystem/CoolingCapacity | /HPXML/Building/BuildingDetails/Systems/HVAC/HVACPlant/CoolingSystem/FractionCoolLoadServed | /HPXML/Building/BuildingDetails/Systems/HVAC/HVACPlant/CoolingSystem/AnnualCoolingEfficiency | /HPXML/Building/BuildingDetails/Systems/HVAC/HVACControl/SetpointTempCoolingSeason | table format ---> | ns1:Year | ns1:ClimateZone | id3 | ns1:Name4 | ns1:EPWFilePath | ns1:RoofType | ns1:SolarAbsorptance | ns1:Emittance | ns1:Pitch | id52 | ns1:Area53 | ns1:Azimuth | ns1:UFactor | ns1:SHGC | id54 | ns1:SummerShadingCoefficient | ns1:WinterShadingCoefficient | ns1:FractionOperable | id64 | idref65 | ns1:CoolingSystemType | ns1:CoolingSystemFuel | ns1:CoolingCapacity | ns1:CompressorType | ns1:FractionCoolLoadServed | ns1:Units66 | ns1:Value67 | ns1:SensibleHeatFraction | id68 | ns1:SetpointTempHeatingSeason | ns1:SetpointTempCoolingSeason
Base.xml | baseline (start with this file) | <Year>2006</Year> | <ClimateZone>5B</ClimateZone> | <Name>USA_CO_Denver.Intl.AP.725650_TMY3</Name> | <EPWFilePath>USA_CO_Denver.Intl.AP.725650_TMY3.epw</EPWFilePath> | Window1:0.33 | Window1:0.45 |  | <CoolingSystemType>central air conditioner</CoolingSystemType> | <CoolingCapacity>24000.0</CoolingCapacity> | <FractionCoolLoadServed>1.0</FractionCoolLoadServed> | <Units>SEER</Units> <Value>13.0</Value> | <SetpointTempCoolingSeason>78</SetpointTempCoolingSeason> |  | 2006 | 5B | WeatherStation | USA_CO_Denver.Intl.AP.725650_TMY3 | USA_CO_Denver.Intl.AP.725650_TMY3.epw | asphalt or fiberglass shingles | 0.7 | 0.92 | 6 | Window1 | 108 | 0 | 0.33 | 0.45 | Window1InteriorShading | 0.7 | 0.85 | 0.67 | CoolingSystem1 | HVACDistribution1 | central air conditioner | electricity | 24000 | single stage | 1 | SEER | 13 | 0.73 | HVACControl1 | 68 | 78
[6 empty] | Window2:0.33 | Window2:0.45 | [16 empty] | Window2 | 72 | 90 | 0.33 | 0.45 | Window2InteriorShading | 0.7 | 0.85 | 0.67
[6 empty] | Window3:0.33 | Window3:0.45 | [16 empty] | Window3 | 108 | 180 | 0.33 | 0.45 | Window3InteriorShading | 0.7 | 0.85 | 0.67
[6 empty] | Window4:0.33 | Window4:0.45 | [16 empty] | Window4 | 72 | 270 | 0.33 | 0.45 | Window4InteriorShading | 0.7 | 0.85 | 0.67
Base_LA.xml | change weather file and year | <Year>2021</Year> | <ClimateZone>3B</ClimateZone> | <Name>USA_CA_LosAngeles_HW_Historical_MostIntense_MostSevere_2018</Name> | <EPWFilePath>USA_CA_LosAngeles_HW_Historical_MostIntense_MostSevere_2018.epw</EPWFilePath> | [9 empty] | 2021 | 3B | WeatherStation | USA_CA_LosAngeles_HW_Historical_MostIntense_MostSevere_2018 | USA_CA_LosAngeles_HW_Historical_MostIntense_MostSevere_2018.epw
Base_TripnWindow.xml | change all windows to be triple pane |  |  |  |  | <SystemIdentifier id='Window1'/> <UFactor>0.27</UFactor> | <SystemIdentifier id='Window1'/> <SHGC>0.31</SHGC> | [19 empty] | 0.27 | 0.31
[6 empty] | <SystemIdentifier id='Window2'/> <UFactor>0.27</UFactor> | <SystemIdentifier id='Window2'/> <UFactor>0.31</UFactor> | [19 empty] | 0.27 | 0.31
[6 empty] | <SystemIdentifier id='Window3'/> <UFactor>0.27</UFactor> | <SystemIdentifier id='Window3'/> <UFactor>0.31</UFactor> | [19 empty] | 0.27 | 0.31
[6 empty] | <SystemIdentifier id='Window4'/> <UFactor>0.27</UFactor> | <SystemIdentifier id='Window4'/> <UFactor>0.31</UFactor> | [19 empty] | 0.27 | 0.31
Base_noAC130F.xml | don't use cooling by setting thermostat to 130F | [11 empty] | <SetpointTempCoolingSeason>130</SetpointTempCoolingSeason> | [31 empty] | 130
Base_set82.xml | change thermostat set point to 82F | [11 empty] | <SetpointTempCoolingSeason>82</SetpointTempCoolingSeason> | [31 empty] | 82
Base_roomAC.xml | replace current AC to window unit. | [7 empty] | <CoolingSystemType>room air conditioner</CoolingSystemType> room air conditioner | <CoolingCapacity>8000.0</CoolingCapacity> | <FractionCoolLoadServed>0.33</FractionCoolLoadServed> | <Value>8.5</Value> | [22 empty] | room air conditioner |  | 8000 | delete | 0.33 | EER | 8.5
Note on R1: [Threaded comment] Your version of Excel allows you to read this threaded comment; however, any edits to it will get removed if the file is opened in a newer version of Excel. Learn more: https://go.microsoft.com/fwlink/?linkid=870924 Comment: Not all columns are included here.. Let me know if I should include all.

## SFD-W-sf
Before_XML_filename | New_XML_filename | /HPXML/Building/BuildingDetails/Enclosure/Windows/Window/SystemIdentifier id='Window1'/SHGC | /HPXML/Building/BuildingDetails/Enclosure/Windows/Window/SystemIdentifier id='Window2'/SHGC | /HPXML/Building/BuildingDetails/Enclosure/Windows/Window/SystemIdentifier id='Window3'/SHGC | /HPXML/Building/BuildingDetails/Enclosure/Windows/Window/SystemIdentifier id='Window4'/SHGC
base-hvac-100roomac-EER10-75-HW_His1.xml | W-sf-hvac-100roomac-EER10-75-HW_His1.xml | 0.54 | 0.54 | 0.54 | 0.54
base-hvac-100roomac-EER10-75-TMY.xml | W-sf-hvac-100roomac-EER10-75-TMY.xml | 0.54 | 0.54 | 0.54 | 0.54
base-hvac-100roomac-EER10-82-HW_His1.xml | W-sf-hvac-100roomac-EER10-82-HW_His1.xml | 0.54 | 0.54 | 0.54 | 0.54
base-hvac-100roomac-EER10-82-TMY.xml | W-sf-hvac-100roomac-EER10-82-TMY.xml | 0.54 | 0.54 | 0.54 | 0.54
base-hvac-100roomac-EER12-75-HW_His1.xml | W-sf-hvac-100roomac-EER12-75-HW_His1.xml | 0.54 | 0.54 | 0.54 | 0.54
base-hvac-100roomac-EER12-75-TMY.xml | W-sf-hvac-100roomac-EER12-75-TMY.xml | 0.54 | 0.54 | 0.54 | 0.54
base-hvac-100roomac-EER12-82-HW_His1.xml | W-sf-hvac-100roomac-EER12-82-HW_His1.xml | 0.54 | 0.54 | 0.54 | 0.54
base-hvac-100roomac-EER12-82-TMY.xml | W-sf-hvac-100roomac-EER12-82-TMY.xml | 0.54 | 0.54 | 0.54 | 0.54
base-hvac-33roomac-EER10-75-HW_His1.xml | W-sf-hvac-33roomac-EER10-75-HW_His1.xml | 0.54 | 0.54 | 0.54 | 0.54
base-hvac-33roomac-EER10-75-TMY.xml | W-sf-hvac-33roomac-EER10-75-TMY.xml | 0.54 | 0.54 | 0.54 | 0.54
base-hvac-33roomac-EER10-82-HW_His1.xml | W-sf-hvac-33roomac-EER10-82-HW_His1.xml | 0.54 | 0.54 | 0.54 | 0.54
base-hvac-33roomac-EER10-82-TMY.xml | W-sf-hvac-33roomac-EER10-82-TMY.xml | 0.54 | 0.54 | 0.54 | 0.54
base-hvac-33roomac-EER12-75-HW_His1.xml | W-sf-hvac-33roomac-EER12-75-HW_His1.xml | 0.54 | 0.54 | 0.54 | 0.54
base-hvac-33roomac-EER12-75-TMY.xml | W-sf-hvac-33roomac-EER12-75-TMY.xml | 0.54 | 0.54 | 0.54 | 0.54
base-hvac-33roomac-EER12-82-HW_His1.xml | W-sf-hvac-33roomac-EER12-82-HW_His1.xml | 0.54 | 0.54 | 0.54 | 0.54
base-hvac-33roomac-EER12-82-TMY.xml | W-sf-hvac-33roomac-EER12-82-TMY.xml | 0.54 | 0.54 | 0.54 | 0.54
base-hvac-33roomac-EER12-oversize-75-HW_His1.xml | W-sf-hvac-33roomac-EER12-oversize-75-HW_His1.xml | 0.54 | 0.54 | 0.54 | 0.54
base-hvac-33roomac-EER12-oversize-75-TMY.xml | W-sf-hvac-33roomac-EER12-oversize-75-TMY.xml | 0.54 | 0.54 | 0.54 | 0.54
base-hvac-33roomac-EER12-oversize-82-HW_His1.xml | W-sf-hvac-33roomac-EER12-oversize-82-HW_His1.xml | 0.54 | 0.54 | 0.54 | 0.54
base-hvac-33roomac-EER12-oversize-82-TMY.xml | W-sf-hvac-33roomac-EER12-oversize-82-TMY.xml | 0.54 | 0.54 | 0.54 | 0.54
base-hvac-centralac-SEER13-75-HW_His1.xml | W-sf-hvac-centralac-SEER13-75-HW_His1.xml | 0.54 | 0.54 | 0.54 | 0.54
base-hvac-centralac-SEER13-75-TMY.xml | W-sf-hvac-centralac-SEER13-75-TMY.xml | 0.54 | 0.54 | 0.54 | 0.54
base-hvac-centralac-SEER13-82-HW_His1.xml | W-sf-hvac-centralac-SEER13-82-HW_His1.xml | 0.54 | 0.54 | 0.54 | 0.54
base-hvac-centralac-SEER13-82-TMY.xml | W-sf-hvac-centralac-SEER13-82-TMY.xml | 0.54 | 0.54 | 0.54 | 0.54
base-hvac-centralac-SEER20-75-HW_His1.xml | W-sf-hvac-centralac-SEER20-75-HW_His1.xml | 0.54 | 0.54 | 0.54 | 0.54
base-hvac-centralac-SEER20-75-TMY.xml | W-sf-hvac-centralac-SEER20-75-TMY.xml | 0.54 | 0.54 | 0.54 | 0.54
base-hvac-centralac-SEER20-82-HW_His1.xml | W-sf-hvac-centralac-SEER20-82-HW_His1.xml | 0.54 | 0.54 | 0.54 | 0.54
base-hvac-centralac-SEER20-82-TMY.xml | W-sf-hvac-centralac-SEER20-82-TMY.xml | 0.54 | 0.54 | 0.54 | 0.54
base-hvac-heatpump-SEER20-75-HW_His1.xml | W-sf-hvac-heatpump-SEER20-75-HW_His1.xml | 0.54 | 0.54 | 0.54 | 0.54
base-hvac-heatpump-SEER20-75-TMY.xml | W-sf-hvac-heatpump-SEER20-75-TMY.xml | 0.54 | 0.54 | 0.54 | 0.54
base-hvac-heatpump-SEER20-82-HW_His1.xml | W-sf-hvac-heatpump-SEER20-82-HW_His1.xml | 0.54 | 0.54 | 0.54 | 0.54
base-hvac-heatpump-SEER20-82-TMY.xml | W-sf-hvac-heatpump-SEER20-82-TMY.xml | 0.54 | 0.54 | 0.54 | 0.54
base-hvac-minisplit-SEER20-75-HW_His1.xml | W-sf-hvac-minisplit-SEER20-75-HW_His1.xml | 0.54 | 0.54 | 0.54 | 0.54
base-hvac-minisplit-SEER20-75-TMY.xml | W-sf-hvac-minisplit-SEER20-75-TMY.xml | 0.54 | 0.54 | 0.54 | 0.54
base-hvac-minisplit-SEER20-82-HW_His1.xml | W-sf-hvac-minisplit-SEER20-82-HW_His1.xml | 0.54 | 0.54 | 0.54 | 0.54
base-hvac-minisplit-SEER20-82-TMY.xml | W-sf-hvac-minisplit-SEER20-82-TMY.xml | 0.54 | 0.54 | 0.54 | 0.54
base-hvac-none-HW_His1.xml | W-sf-hvac-none-HW_His1.xml | 0.54 | 0.54 | 0.54 | 0.54
base-hvac-none-TMY.xml | W-sf-hvac-none-TMY.xml | 0.54 | 0.54 | 0.54 | 0.54
R-hvac-100roomac-EER10-75-HW_His1.xml | W-sf-R-hvac-100roomac-EER10-75-HW_His1.xml | 0.54 | 0.54 | 0.54 | 0.54
R-hvac-100roomac-EER10-75-TMY.xml | W-sf-R-hvac-100roomac-EER10-75-TMY.xml | 0.54 | 0.54 | 0.54 | 0.54
R-hvac-100roomac-EER10-82-HW_His1.xml | W-sf-R-hvac-100roomac-EER10-82-HW_His1.xml | 0.54 | 0.54 | 0.54 | 0.54
R-hvac-100roomac-EER10-82-TMY.xml | W-sf-R-hvac-100roomac-EER10-82-TMY.xml | 0.54 | 0.54 | 0.54 | 0.54
R-hvac-100roomac-EER12-75-HW_His1.xml | W-sf-R-hvac-100roomac-EER12-75-HW_His1.xml | 0.54 | 0.54 | 0.54 | 0.54
R-hvac-100roomac-EER12-75-TMY.xml | W-sf-R-hvac-100roomac-EER12-75-TMY.xml | 0.54 | 0.54 | 0.54 | 0.54
R-hvac-100roomac-EER12-82-HW_His1.xml | W-sf-R-hvac-100roomac-EER12-82-HW_His1.xml | 0.54 | 0.54 | 0.54 | 0.54
R-hvac-100roomac-EER12-82-TMY.xml | W-sf-R-hvac-100roomac-EER12-82-TMY.xml | 0.54 | 0.54 | 0.54 | 0.54
R-hvac-33roomac-EER10-75-HW_His1.xml | W-sf-R-hvac-33roomac-EER10-75-HW_His1.xml | 0.54 | 0.54 | 0.54 | 0.54
R-hvac-33roomac-EER10-75-TMY.xml | W-sf-R-hvac-33roomac-EER10-75-TMY.xml | 0.54 | 0.54 | 0.54 | 0.54
R-hvac-33roomac-EER10-82-HW_His1.xml | W-sf-R-hvac-33roomac-EER10-82-HW_His1.xml | 0.54 | 0.54 | 0.54 | 0.54
R-hvac-33roomac-EER10-82-TMY.xml | W-sf-R-hvac-33roomac-EER10-82-TMY.xml | 0.54 | 0.54 | 0.54 | 0.54
R-hvac-33roomac-EER12-75-HW_His1.xml | W-sf-R-hvac-33roomac-EER12-75-HW_His1.xml | 0.54 | 0.54 | 0.54 | 0.54
R-hvac-33roomac-EER12-75-TMY.xml | W-sf-R-hvac-33roomac-EER12-75-TMY.xml | 0.54 | 0.54 | 0.54 | 0.54
R-hvac-33roomac-EER12-82-HW_His1.xml | W-sf-R-hvac-33roomac-EER12-82-HW_His1.xml | 0.54 | 0.54 | 0.54 | 0.54
R-hvac-33roomac-EER12-82-TMY.xml | W-sf-R-hvac-33roomac-EER12-82-TMY.xml | 0.54 | 0.54 | 0.54 | 0.54
R-hvac-33roomac-EER12-oversize-75-HW_His1.xml | W-sf-R-hvac-33roomac-EER12-oversize-75-HW_His1.xml | 0.54 | 0.54 | 0.54 | 0.54
R-hvac-33roomac-EER12-oversize-75-TMY.xml | W-sf-R-hvac-33roomac-EER12-oversize-75-TMY.xml | 0.54 | 0.54 | 0.54 | 0.54
R-hvac-33roomac-EER12-oversize-82-HW_His1.xml | W-sf-R-hvac-33roomac-EER12-oversize-82-HW_His1.xml | 0.54 | 0.54 | 0.54 | 0.54
R-hvac-33roomac-EER12-oversize-82-TMY.xml | W-sf-R-hvac-33roomac-EER12-oversize-82-TMY.xml | 0.54 | 0.54 | 0.54 | 0.54
R-hvac-centralac-SEER13-75-HW_His1.xml | W-sf-R-hvac-centralac-SEER13-75-HW_His1.xml | 0.54 | 0.54 | 0.54 | 0.54
R-hvac-centralac-SEER13-75-TMY.xml | W-sf-R-hvac-centralac-SEER13-75-TMY.xml | 0.54 | 0.54 | 0.54 | 0.54
R-hvac-centralac-SEER13-82-HW_His1.xml | W-sf-R-hvac-centralac-SEER13-82-HW_His1.xml | 0.54 | 0.54 | 0.54 | 0.54
R-hvac-centralac-SEER13-82-TMY.xml | W-sf-R-hvac-centralac-SEER13-82-TMY.xml | 0.54 | 0.54 | 0.54 | 0.54
R-hvac-centralac-SEER20-75-HW_His1.xml | W-sf-R-hvac-centralac-SEER20-75-HW_His1.xml | 0.54 | 0.54 | 0.54 | 0.54
R-hvac-centralac-SEER20-75-TMY.xml | W-sf-R-hvac-centralac-SEER20-75-TMY.xml | 0.54 | 0.54 | 0.54 | 0.54
R-hvac-centralac-SEER20-82-HW_His1.xml | W-sf-R-hvac-centralac-SEER20-82-HW_His1.xml | 0.54 | 0.54 | 0.54 | 0.54
R-hvac-centralac-SEER20-82-TMY.xml | W-sf-R-hvac-centralac-SEER20-82-TMY.xml | 0.54 | 0.54 | 0.54 | 0.54
R-hvac-heatpump-SEER20-75-HW_His1.xml | W-sf-R-hvac-heatpump-SEER20-75-HW_His1.xml | 0.54 | 0.54 | 0.54 | 0.54
R-hvac-heatpump-SEER20-75-TMY.xml | W-sf-R-hvac-heatpump-SEER20-75-TMY.xml | 0.54 | 0.54 | 0.54 | 0.54
R-hvac-heatpump-SEER20-82-HW_His1.xml | W-sf-R-hvac-heatpump-SEER20-82-HW_His1.xml | 0.54 | 0.54 | 0.54 | 0.54
R-hvac-heatpump-SEER20-82-TMY.xml | W-sf-R-hvac-heatpump-SEER20-82-TMY.xml | 0.54 | 0.54 | 0.54 | 0.54
R-hvac-minisplit-SEER20-75-HW_His1.xml | W-sf-R-hvac-minisplit-SEER20-75-HW_His1.xml | 0.54 | 0.54 | 0.54 | 0.54
R-hvac-minisplit-SEER20-75-TMY.xml | W-sf-R-hvac-minisplit-SEER20-75-TMY.xml | 0.54 | 0.54 | 0.54 | 0.54
R-hvac-minisplit-SEER20-82-HW_His1.xml | W-sf-R-hvac-minisplit-SEER20-82-HW_His1.xml | 0.54 | 0.54 | 0.54 | 0.54
R-hvac-minisplit-SEER20-82-TMY.xml | W-sf-R-hvac-minisplit-SEER20-82-TMY.xml | 0.54 | 0.54 | 0.54 | 0.54
R-hvac-none-HW_His1.xml | W-sf-R-hvac-none-HW_His1.xml | 0.54 | 0.54 | 0.54 | 0.54
R-hvac-none-TMY.xml | W-sf-R-hvac-none-TMY.xml | 0.54 | 0.54 | 0.54 | 0.54

## SFD-W-dbl
Before_XML_filename | New_XML_filename | /HPXML/Building/BuildingDetails/Enclosure/Windows/Window/SystemIdentifier id='Window1'/Ufactor | /HPXML/Building/BuildingDetails/Enclosure/Windows/Window/SystemIdentifier id='Window1'/SHGC | /HPXML/Building/BuildingDetails/Enclosure/Windows/Window/SystemIdentifier id='Window2'/Ufactor | /HPXML/Building/BuildingDetails/Enclosure/Windows/Window/SystemIdentifier id='Window2'/SHGC | /HPXML/Building/BuildingDetails/Enclosure/Windows/Window/SystemIdentifier id='Window3'/Ufactor | /HPXML/Building/BuildingDetails/Enclosure/Windows/Window/SystemIdentifier id='Window3'/SHGC | /HPXML/Building/BuildingDetails/Enclosure/Windows/Window/SystemIdentifier id='Window4'/Ufactor | /HPXML/Building/BuildingDetails/Enclosure/Windows/Window/SystemIdentifier id='Window4'/SHGC
base-hvac-100roomac-EER10-75-HW_His1.xml | W-dbl-hvac-100roomac-EER10-75-HW_His1.xml | 0.51 | 0.46 | 0.51 | 0.46 | 0.51 | 0.46 | 0.51 | 0.46
base-hvac-100roomac-EER10-75-TMY.xml | W-dbl-hvac-100roomac-EER10-75-TMY.xml | 0.51 | 0.46 | 0.51 | 0.46 | 0.51 | 0.46 | 0.51 | 0.46
base-hvac-100roomac-EER10-82-HW_His1.xml | W-dbl-hvac-100roomac-EER10-82-HW_His1.xml | 0.51 | 0.46 | 0.51 | 0.46 | 0.51 | 0.46 | 0.51 | 0.46
base-hvac-100roomac-EER10-82-TMY.xml | W-dbl-hvac-100roomac-EER10-82-TMY.xml | 0.51 | 0.46 | 0.51 | 0.46 | 0.51 | 0.46 | 0.51 | 0.46
base-hvac-100roomac-EER12-75-HW_His1.xml | W-dbl-hvac-100roomac-EER12-75-HW_His1.xml | 0.51 | 0.46 | 0.51 | 0.46 | 0.51 | 0.46 | 0.51 | 0.46
base-hvac-100roomac-EER12-75-TMY.xml | W-dbl-hvac-100roomac-EER12-75-TMY.xml | 0.51 | 0.46 | 0.51 | 0.46 | 0.51 | 0.46 | 0.51 | 0.46
base-hvac-100roomac-EER12-82-HW_His1.xml | W-dbl-hvac-100roomac-EER12-82-HW_His1.xml | 0.51 | 0.46 | 0.51 | 0.46 | 0.51 | 0.46 | 0.51 | 0.46
base-hvac-100roomac-EER12-82-TMY.xml | W-dbl-hvac-100roomac-EER12-82-TMY.xml | 0.51 | 0.46 | 0.51 | 0.46 | 0.51 | 0.46 | 0.51 | 0.46
base-hvac-33roomac-EER10-75-HW_His1.xml | W-dbl-hvac-33roomac-EER10-75-HW_His1.xml | 0.51 | 0.46 | 0.51 | 0.46 | 0.51 | 0.46 | 0.51 | 0.46
base-hvac-33roomac-EER10-75-TMY.xml | W-dbl-hvac-33roomac-EER10-75-TMY.xml | 0.51 | 0.46 | 0.51 | 0.46 | 0.51 | 0.46 | 0.51 | 0.46
base-hvac-33roomac-EER10-82-HW_His1.xml | W-dbl-hvac-33roomac-EER10-82-HW_His1.xml | 0.51 | 0.46 | 0.51 | 0.46 | 0.51 | 0.46 | 0.51 | 0.46
base-hvac-33roomac-EER10-82-TMY.xml | W-dbl-hvac-33roomac-EER10-82-TMY.xml | 0.51 | 0.46 | 0.51 | 0.46 | 0.51 | 0.46 | 0.51 | 0.46
base-hvac-33roomac-EER12-75-HW_His1.xml | W-dbl-hvac-33roomac-EER12-75-HW_His1.xml | 0.51 | 0.46 | 0.51 | 0.46 | 0.51 | 0.46 | 0.51 | 0.46
base-hvac-33roomac-EER12-75-TMY.xml | W-dbl-hvac-33roomac-EER12-75-TMY.xml | 0.51 | 0.46 | 0.51 | 0.46 | 0.51 | 0.46 | 0.51 | 0.46
base-hvac-33roomac-EER12-82-HW_His1.xml | W-dbl-hvac-33roomac-EER12-82-HW_His1.xml | 0.51 | 0.46 | 0.51 | 0.46 | 0.51 | 0.46 | 0.51 | 0.46
base-hvac-33roomac-EER12-82-TMY.xml | W-dbl-hvac-33roomac-EER12-82-TMY.xml | 0.51 | 0.46 | 0.51 | 0.46 | 0.51 | 0.46 | 0.51 | 0.46
base-hvac-33roomac-EER12-oversize-75-HW_His1.xml | W-dbl-hvac-33roomac-EER12-oversize-75-HW_His1.xml | 0.51 | 0.46 | 0.51 | 0.46 | 0.51 | 0.46 | 0.51 | 0.46
base-hvac-33roomac-EER12-oversize-75-TMY.xml | W-dbl-hvac-33roomac-EER12-oversize-75-TMY.xml | 0.51 | 0.46 | 0.51 | 0.46 | 0.51 | 0.46 | 0.51 | 0.46
base-hvac-33roomac-EER12-oversize-82-HW_His1.xml | W-dbl-hvac-33roomac-EER12-oversize-82-HW_His1.xml | 0.51 | 0.46 | 0.51 | 0.46 | 0.51 | 0.46 | 0.51 | 0.46
base-hvac-33roomac-EER12-oversize-82-TMY.xml | W-dbl-hvac-33roomac-EER12-oversize-82-TMY.xml | 0.51 | 0.46 | 0.51 | 0.46 | 0.51 | 0.46 | 0.51 | 0.46
base-hvac-centralac-SEER13-75-HW_His1.xml | W-dbl-hvac-centralac-SEER13-75-HW_His1.xml | 0.51 | 0.46 | 0.51 | 0.46 | 0.51 | 0.46 | 0.51 | 0.46
base-hvac-centralac-SEER13-75-TMY.xml | W-dbl-hvac-centralac-SEER13-75-TMY.xml | 0.51 | 0.46 | 0.51 | 0.46 | 0.51 | 0.46 | 0.51 | 0.46
base-hvac-centralac-SEER13-82-HW_His1.xml | W-dbl-hvac-centralac-SEER13-82-HW_His1.xml | 0.51 | 0.46 | 0.51 | 0.46 | 0.51 | 0.46 | 0.51 | 0.46
base-hvac-centralac-SEER13-82-TMY.xml | W-dbl-hvac-centralac-SEER13-82-TMY.xml | 0.51 | 0.46 | 0.51 | 0.46 | 0.51 | 0.46 | 0.51 | 0.46
base-hvac-centralac-SEER20-75-HW_His1.xml | W-dbl-hvac-centralac-SEER20-75-HW_His1.xml | 0.51 | 0.46 | 0.51 | 0.46 | 0.51 | 0.46 | 0.51 | 0.46
base-hvac-centralac-SEER20-75-TMY.xml | W-dbl-hvac-centralac-SEER20-75-TMY.xml | 0.51 | 0.46 | 0.51 | 0.46 | 0.51 | 0.46 | 0.51 | 0.46
base-hvac-centralac-SEER20-82-HW_His1.xml | W-dbl-hvac-centralac-SEER20-82-HW_His1.xml | 0.51 | 0.46 | 0.51 | 0.46 | 0.51 | 0.46 | 0.51 | 0.46
base-hvac-centralac-SEER20-82-TMY.xml | W-dbl-hvac-centralac-SEER20-82-TMY.xml | 0.51 | 0.46 | 0.51 | 0.46 | 0.51 | 0.46 | 0.51 | 0.46
base-hvac-heatpump-SEER20-75-HW_His1.xml | W-dbl-hvac-heatpump-SEER20-75-HW_His1.xml | 0.51 | 0.46 | 0.51 | 0.46 | 0.51 | 0.46 | 0.51 | 0.46
base-hvac-heatpump-SEER20-75-TMY.xml | W-dbl-hvac-heatpump-SEER20-75-TMY.xml | 0.51 | 0.46 | 0.51 | 0.46 | 0.51 | 0.46 | 0.51 | 0.46
base-hvac-heatpump-SEER20-82-HW_His1.xml | W-dbl-hvac-heatpump-SEER20-82-HW_His1.xml | 0.51 | 0.46 | 0.51 | 0.46 | 0.51 | 0.46 | 0.51 | 0.46
base-hvac-heatpump-SEER20-82-TMY.xml | W-dbl-hvac-heatpump-SEER20-82-TMY.xml | 0.51 | 0.46 | 0.51 | 0.46 | 0.51 | 0.46 | 0.51 | 0.46
base-hvac-minisplit-SEER20-75-HW_His1.xml | W-dbl-hvac-minisplit-SEER20-75-HW_His1.xml | 0.51 | 0.46 | 0.51 | 0.46 | 0.51 | 0.46 | 0.51 | 0.46
base-hvac-minisplit-SEER20-75-TMY.xml | W-dbl-hvac-minisplit-SEER20-75-TMY.xml | 0.51 | 0.46 | 0.51 | 0.46 | 0.51 | 0.46 | 0.51 | 0.46
base-hvac-minisplit-SEER20-82-HW_His1.xml | W-dbl-hvac-minisplit-SEER20-82-HW_His1.xml | 0.51 | 0.46 | 0.51 | 0.46 | 0.51 | 0.46 | 0.51 | 0.46
base-hvac-minisplit-SEER20-82-TMY.xml | W-dbl-hvac-minisplit-SEER20-82-TMY.xml | 0.51 | 0.46 | 0.51 | 0.46 | 0.51 | 0.46 | 0.51 | 0.46
base-hvac-none-HW_His1.xml | W-dbl-hvac-none-HW_His1.xml | 0.51 | 0.46 | 0.51 | 0.46 | 0.51 | 0.46 | 0.51 | 0.46
base-hvac-none-TMY.xml | W-dbl-hvac-none-TMY.xml | 0.51 | 0.46 | 0.51 | 0.46 | 0.51 | 0.46 | 0.51 | 0.46
R-hvac-100roomac-EER10-75-HW_His1.xml | W-dbl-R-hvac-100roomac-EER10-75-HW_His1.xml | 0.51 | 0.46 | 0.51 | 0.46 | 0.51 | 0.46 | 0.51 | 0.46
R-hvac-100roomac-EER10-75-TMY.xml | W-dbl-R-hvac-100roomac-EER10-75-TMY.xml | 0.51 | 0.46 | 0.51 | 0.46 | 0.51 | 0.46 | 0.51 | 0.46
R-hvac-100roomac-EER10-82-HW_His1.xml | W-dbl-R-hvac-100roomac-EER10-82-HW_His1.xml | 0.51 | 0.46 | 0.51 | 0.46 | 0.51 | 0.46 | 0.51 | 0.46
R-hvac-100roomac-EER10-82-TMY.xml | W-dbl-R-hvac-100roomac-EER10-82-TMY.xml | 0.51 | 0.46 | 0.51 | 0.46 | 0.51 | 0.46 | 0.51 | 0.46
R-hvac-100roomac-EER12-75-HW_His1.xml | W-dbl-R-hvac-100roomac-EER12-75-HW_His1.xml | 0.51 | 0.46 | 0.51 | 0.46 | 0.51 | 0.46 | 0.51 | 0.46
R-hvac-100roomac-EER12-75-TMY.xml | W-dbl-R-hvac-100roomac-EER12-75-TMY.xml | 0.51 | 0.46 | 0.51 | 0.46 | 0.51 | 0.46 | 0.51 | 0.46
R-hvac-100roomac-EER12-82-HW_His1.xml | W-dbl-R-hvac-100roomac-EER12-82-HW_His1.xml | 0.51 | 0.46 | 0.51 | 0.46 | 0.51 | 0.46 | 0.51 | 0.46
R-hvac-100roomac-EER12-82-TMY.xml | W-dbl-R-hvac-100roomac-EER12-82-TMY.xml | 0.51 | 0.46 | 0.51 | 0.46 | 0.51 | 0.46 | 0.51 | 0.46
R-hvac-33roomac-EER10-75-HW_His1.xml | W-dbl-R-hvac-33roomac-EER10-75-HW_His1.xml | 0.51 | 0.46 | 0.51 | 0.46 | 0.51 | 0.46 | 0.51 | 0.46
R-hvac-33roomac-EER10-75-TMY.xml | W-dbl-R-hvac-33roomac-EER10-75-TMY.xml | 0.51 | 0.46 | 0.51 | 0.46 | 0.51 | 0.46 | 0.51 | 0.46
R-hvac-33roomac-EER10-82-HW_His1.xml | W-dbl-R-hvac-33roomac-EER10-82-HW_His1.xml | 0.51 | 0.46 | 0.51 | 0.46 | 0.51 | 0.46 | 0.51 | 0.46
R-hvac-33roomac-EER10-82-TMY.xml | W-dbl-R-hvac-33roomac-EER10-82-TMY.xml | 0.51 | 0.46 | 0.51 | 0.46 | 0.51 | 0.46 | 0.51 | 0.46
R-hvac-33roomac-EER12-75-HW_His1.xml | W-dbl-R-hvac-33roomac-EER12-75-HW_His1.xml | 0.51 | 0.46 | 0.51 | 0.46 | 0.51 | 0.46 | 0.51 | 0.46
R-hvac-33roomac-EER12-75-TMY.xml | W-dbl-R-hvac-33roomac-EER12-75-TMY.xml | 0.51 | 0.46 | 0.51 | 0.46 | 0.51 | 0.46 | 0.51 | 0.46
R-hvac-33roomac-EER12-82-HW_His1.xml | W-dbl-R-hvac-33roomac-EER12-82-HW_His1.xml | 0.51 | 0.46 | 0.51 | 0.46 | 0.51 | 0.46 | 0.51 | 0.46
R-hvac-33roomac-EER12-82-TMY.xml | W-dbl-R-hvac-33roomac-EER12-82-TMY.xml | 0.51 | 0.46 | 0.51 | 0.46 | 0.51 | 0.46 | 0.51 | 0.46
R-hvac-33roomac-EER12-oversize-75-HW_His1.xml | W-dbl-R-hvac-33roomac-EER12-oversize-75-HW_His1.xml | 0.51 | 0.46 | 0.51 | 0.46 | 0.51 | 0.46 | 0.51 | 0.46
R-hvac-33roomac-EER12-oversize-75-TMY.xml | W-dbl-R-hvac-33roomac-EER12-oversize-75-TMY.xml | 0.51 | 0.46 | 0.51 | 0.46 | 0.51 | 0.46 | 0.51 | 0.46
R-hvac-33roomac-EER12-oversize-82-HW_His1.xml | W-dbl-R-hvac-33roomac-EER12-oversize-82-HW_His1.xml | 0.51 | 0.46 | 0.51 | 0.46 | 0.51 | 0.46 | 0.51 | 0.46
R-hvac-33roomac-EER12-oversize-82-TMY.xml | W-dbl-R-hvac-33roomac-EER12-oversize-82-TMY.xml | 0.51 | 0.46 | 0.51 | 0.46 | 0.51 | 0.46 | 0.51 | 0.46
R-hvac-centralac-SEER13-75-HW_His1.xml | W-dbl-R-hvac-centralac-SEER13-75-HW_His1.xml | 0.51 | 0.46 | 0.51 | 0.46 | 0.51 | 0.46 | 0.51 | 0.46
R-hvac-centralac-SEER13-75-TMY.xml | W-dbl-R-hvac-centralac-SEER13-75-TMY.xml | 0.51 | 0.46 | 0.51 | 0.46 | 0.51 | 0.46 | 0.51 | 0.46
R-hvac-centralac-SEER13-82-HW_His1.xml | W-dbl-R-hvac-centralac-SEER13-82-HW_His1.xml | 0.51 | 0.46 | 0.51 | 0.46 | 0.51 | 0.46 | 0.51 | 0.46
R-hvac-centralac-SEER13-82-TMY.xml | W-dbl-R-hvac-centralac-SEER13-82-TMY.xml | 0.51 | 0.46 | 0.51 | 0.46 | 0.51 | 0.46 | 0.51 | 0.46
R-hvac-centralac-SEER20-75-HW_His1.xml | W-dbl-R-hvac-centralac-SEER20-75-HW_His1.xml | 0.51 | 0.46 | 0.51 | 0.46 | 0.51 | 0.46 | 0.51 | 0.46
R-hvac-centralac-SEER20-75-TMY.xml | W-dbl-R-hvac-centralac-SEER20-75-TMY.xml | 0.51 | 0.46 | 0.51 | 0.46 | 0.51 | 0.46 | 0.51 | 0.46
R-hvac-centralac-SEER20-82-HW_His1.xml | W-dbl-R-hvac-centralac-SEER20-82-HW_His1.xml | 0.51 | 0.46 | 0.51 | 0.46 | 0.51 | 0.46 | 0.51 | 0.46
R-hvac-centralac-SEER20-82-TMY.xml | W-dbl-R-hvac-centralac-SEER20-82-TMY.xml | 0.51 | 0.46 | 0.51 | 0.46 | 0.51 | 0.46 | 0.51 | 0.46
R-hvac-heatpump-SEER20-75-HW_His1.xml | W-dbl-R-hvac-heatpump-SEER20-75-HW_His1.xml | 0.51 | 0.46 | 0.51 | 0.46 | 0.51 | 0.46 | 0.51 | 0.46
R-hvac-heatpump-SEER20-75-TMY.xml | W-dbl-R-hvac-heatpump-SEER20-75-TMY.xml | 0.51 | 0.46 | 0.51 | 0.46 | 0.51 | 0.46 | 0.51 | 0.46
R-hvac-heatpump-SEER20-82-HW_His1.xml | W-dbl-R-hvac-heatpump-SEER20-82-HW_His1.xml | 0.51 | 0.46 | 0.51 | 0.46 | 0.51 | 0.46 | 0.51 | 0.46
R-hvac-heatpump-SEER20-82-TMY.xml | W-dbl-R-hvac-heatpump-SEER20-82-TMY.xml | 0.51 | 0.46 | 0.51 | 0.46 | 0.51 | 0.46 | 0.51 | 0.46
R-hvac-minisplit-SEER20-75-HW_His1.xml | W-dbl-R-hvac-minisplit-SEER20-75-HW_His1.xml | 0.51 | 0.46 | 0.51 | 0.46 | 0.51 | 0.46 | 0.51 | 0.46
R-hvac-minisplit-SEER20-75-TMY.xml | W-dbl-R-hvac-minisplit-SEER20-75-TMY.xml | 0.51 | 0.46 | 0.51 | 0.46 | 0.51 | 0.46 | 0.51 | 0.46
R-hvac-minisplit-SEER20-82-HW_His1.xml | W-dbl-R-hvac-minisplit-SEER20-82-HW_His1.xml | 0.51 | 0.46 | 0.51 | 0.46 | 0.51 | 0.46 | 0.51 | 0.46
R-hvac-minisplit-SEER20-82-TMY.xml | W-dbl-R-hvac-minisplit-SEER20-82-TMY.xml | 0.51 | 0.46 | 0.51 | 0.46 | 0.51 | 0.46 | 0.51 | 0.46
R-hvac-none-HW_His1.xml | W-dbl-R-hvac-none-HW_His1.xml | 0.51 | 0.46 | 0.51 | 0.46 | 0.51 | 0.46 | 0.51 | 0.46
R-hvac-none-TMY.xml | W-dbl-R-hvac-none-TMY.xml | 0.51 | 0.46 | 0.51 | 0.46 | 0.51 | 0.46 | 0.51 | 0.46

## SFD-W-tri
Before_XML_filename | New_XML_filename | /HPXML/Building/BuildingDetails/Enclosure/Windows/Window/SystemIdentifier id='Window1'/Ufactor | /HPXML/Building/BuildingDetails/Enclosure/Windows/Window/SystemIdentifier id='Window1'/SHGC | /HPXML/Building/BuildingDetails/Enclosure/Windows/Window/SystemIdentifier id='Window2'/Ufactor | /HPXML/Building/BuildingDetails/Enclosure/Windows/Window/SystemIdentifier id='Window2'/SHGC | /HPXML/Building/BuildingDetails/Enclosure/Windows/Window/SystemIdentifier id='Window3'/Ufactor | /HPXML/Building/BuildingDetails/Enclosure/Windows/Window/SystemIdentifier id='Window3'/SHGC | /HPXML/Building/BuildingDetails/Enclosure/Windows/Window/SystemIdentifier id='Window4'/Ufactor | /HPXML/Building/BuildingDetails/Enclosure/Windows/Window/SystemIdentifier id='Window4'/SHGC
base-hvac-100roomac-EER10-75-HW_His1.xml | W-tri-hvac-100roomac-EER10-75-HW_His1.xml | 0.27 | 0.31 | 0.27 | 0.31 | 0.27 | 0.31 | 0.27 | 0.31
base-hvac-100roomac-EER10-75-TMY.xml | W-tri-hvac-100roomac-EER10-75-TMY.xml | 0.27 | 0.31 | 0.27 | 0.31 | 0.27 | 0.31 | 0.27 | 0.31
base-hvac-100roomac-EER10-82-HW_His1.xml | W-tri-hvac-100roomac-EER10-82-HW_His1.xml | 0.27 | 0.31 | 0.27 | 0.31 | 0.27 | 0.31 | 0.27 | 0.31
base-hvac-100roomac-EER10-82-TMY.xml | W-tri-hvac-100roomac-EER10-82-TMY.xml | 0.27 | 0.31 | 0.27 | 0.31 | 0.27 | 0.31 | 0.27 | 0.31
base-hvac-100roomac-EER12-75-HW_His1.xml | W-tri-hvac-100roomac-EER12-75-HW_His1.xml | 0.27 | 0.31 | 0.27 | 0.31 | 0.27 | 0.31 | 0.27 | 0.31
base-hvac-100roomac-EER12-75-TMY.xml | W-tri-hvac-100roomac-EER12-75-TMY.xml | 0.27 | 0.31 | 0.27 | 0.31 | 0.27 | 0.31 | 0.27 | 0.31
base-hvac-100roomac-EER12-82-HW_His1.xml | W-tri-hvac-100roomac-EER12-82-HW_His1.xml | 0.27 | 0.31 | 0.27 | 0.31 | 0.27 | 0.31 | 0.27 | 0.31
base-hvac-100roomac-EER12-82-TMY.xml | W-tri-hvac-100roomac-EER12-82-TMY.xml | 0.27 | 0.31 | 0.27 | 0.31 | 0.27 | 0.31 | 0.27 | 0.31
base-hvac-33roomac-EER10-75-HW_His1.xml | W-tri-hvac-33roomac-EER10-75-HW_His1.xml | 0.27 | 0.31 | 0.27 | 0.31 | 0.27 | 0.31 | 0.27 | 0.31
base-hvac-33roomac-EER10-75-TMY.xml | W-tri-hvac-33roomac-EER10-75-TMY.xml | 0.27 | 0.31 | 0.27 | 0.31 | 0.27 | 0.31 | 0.27 | 0.31
base-hvac-33roomac-EER10-82-HW_His1.xml | W-tri-hvac-33roomac-EER10-82-HW_His1.xml | 0.27 | 0.31 | 0.27 | 0.31 | 0.27 | 0.31 | 0.27 | 0.31
base-hvac-33roomac-EER10-82-TMY.xml | W-tri-hvac-33roomac-EER10-82-TMY.xml | 0.27 | 0.31 | 0.27 | 0.31 | 0.27 | 0.31 | 0.27 | 0.31
base-hvac-33roomac-EER12-75-HW_His1.xml | W-tri-hvac-33roomac-EER12-75-HW_His1.xml | 0.27 | 0.31 | 0.27 | 0.31 | 0.27 | 0.31 | 0.27 | 0.31
base-hvac-33roomac-EER12-75-TMY.xml | W-tri-hvac-33roomac-EER12-75-TMY.xml | 0.27 | 0.31 | 0.27 | 0.31 | 0.27 | 0.31 | 0.27 | 0.31
base-hvac-33roomac-EER12-82-HW_His1.xml | W-tri-hvac-33roomac-EER12-82-HW_His1.xml | 0.27 | 0.31 | 0.27 | 0.31 | 0.27 | 0.31 | 0.27 | 0.31
base-hvac-33roomac-EER12-82-TMY.xml | W-tri-hvac-33roomac-EER12-82-TMY.xml | 0.27 | 0.31 | 0.27 | 0.31 | 0.27 | 0.31 | 0.27 | 0.31
base-hvac-33roomac-EER12-oversize-75-HW_His1.xml | W-tri-hvac-33roomac-EER12-oversize-75-HW_His1.xml | 0.27 | 0.31 | 0.27 | 0.31 | 0.27 | 0.31 | 0.27 | 0.31
base-hvac-33roomac-EER12-oversize-75-TMY.xml | W-tri-hvac-33roomac-EER12-oversize-75-TMY.xml | 0.27 | 0.31 | 0.27 | 0.31 | 0.27 | 0.31 | 0.27 | 0.31
base-hvac-33roomac-EER12-oversize-82-HW_His1.xml | W-tri-hvac-33roomac-EER12-oversize-82-HW_His1.xml | 0.27 | 0.31 | 0.27 | 0.31 | 0.27 | 0.31 | 0.27 | 0.31
base-hvac-33roomac-EER12-oversize-82-TMY.xml | W-tri-hvac-33roomac-EER12-oversize-82-TMY.xml | 0.27 | 0.31 | 0.27 | 0.31 | 0.27 | 0.31 | 0.27 | 0.31
base-hvac-centralac-SEER13-75-HW_His1.xml | W-tri-hvac-centralac-SEER13-75-HW_His1.xml | 0.27 | 0.31 | 0.27 | 0.31 | 0.27 | 0.31 | 0.27 | 0.31
base-hvac-centralac-SEER13-75-TMY.xml | W-tri-hvac-centralac-SEER13-75-TMY.xml | 0.27 | 0.31 | 0.27 | 0.31 | 0.27 | 0.31 | 0.27 | 0.31
base-hvac-centralac-SEER13-82-HW_His1.xml | W-tri-hvac-centralac-SEER13-82-HW_His1.xml | 0.27 | 0.31 | 0.27 | 0.31 | 0.27 | 0.31 | 0.27 | 0.31
base-hvac-centralac-SEER13-82-TMY.xml | W-tri-hvac-centralac-SEER13-82-TMY.xml | 0.27 | 0.31 | 0.27 | 0.31 | 0.27 | 0.31 | 0.27 | 0.31
base-hvac-centralac-SEER20-75-HW_His1.xml | W-tri-hvac-centralac-SEER20-75-HW_His1.xml | 0.27 | 0.31 | 0.27 | 0.31 | 0.27 | 0.31 | 0.27 | 0.31
base-hvac-centralac-SEER20-75-TMY.xml | W-tri-hvac-centralac-SEER20-75-TMY.xml | 0.27 | 0.31 | 0.27 | 0.31 | 0.27 | 0.31 | 0.27 | 0.31
base-hvac-centralac-SEER20-82-HW_His1.xml | W-tri-hvac-centralac-SEER20-82-HW_His1.xml | 0.27 | 0.31 | 0.27 | 0.31 | 0.27 | 0.31 | 0.27 | 0.31
base-hvac-centralac-SEER20-82-TMY.xml | W-tri-hvac-centralac-SEER20-82-TMY.xml | 0.27 | 0.31 | 0.27 | 0.31 | 0.27 | 0.31 | 0.27 | 0.31
base-hvac-heatpump-SEER20-75-HW_His1.xml | W-tri-hvac-heatpump-SEER20-75-HW_His1.xml | 0.27 | 0.31 | 0.27 | 0.31 | 0.27 | 0.31 | 0.27 | 0.31
base-hvac-heatpump-SEER20-75-TMY.xml | W-tri-hvac-heatpump-SEER20-75-TMY.xml | 0.27 | 0.31 | 0.27 | 0.31 | 0.27 | 0.31 | 0.27 | 0.31
base-hvac-heatpump-SEER20-82-HW_His1.xml | W-tri-hvac-heatpump-SEER20-82-HW_His1.xml | 0.27 | 0.31 | 0.27 | 0.31 | 0.27 | 0.31 | 0.27 | 0.31
base-hvac-heatpump-SEER20-82-TMY.xml | W-tri-hvac-heatpump-SEER20-82-TMY.xml | 0.27 | 0.31 | 0.27 | 0.31 | 0.27 | 0.31 | 0.27 | 0.31
base-hvac-minisplit-SEER20-75-HW_His1.xml | W-tri-hvac-minisplit-SEER20-75-HW_His1.xml | 0.27 | 0.31 | 0.27 | 0.31 | 0.27 | 0.31 | 0.27 | 0.31
base-hvac-minisplit-SEER20-75-TMY.xml | W-tri-hvac-minisplit-SEER20-75-TMY.xml | 0.27 | 0.31 | 0.27 | 0.31 | 0.27 | 0.31 | 0.27 | 0.31
base-hvac-minisplit-SEER20-82-HW_His1.xml | W-tri-hvac-minisplit-SEER20-82-HW_His1.xml | 0.27 | 0.31 | 0.27 | 0.31 | 0.27 | 0.31 | 0.27 | 0.31
base-hvac-minisplit-SEER20-82-TMY.xml | W-tri-hvac-minisplit-SEER20-82-TMY.xml | 0.27 | 0.31 | 0.27 | 0.31 | 0.27 | 0.31 | 0.27 | 0.31
base-hvac-none-HW_His1.xml | W-tri-hvac-none-HW_His1.xml | 0.27 | 0.31 | 0.27 | 0.31 | 0.27 | 0.31 | 0.27 | 0.31
base-hvac-none-TMY.xml | W-tri-hvac-none-TMY.xml | 0.27 | 0.31 | 0.27 | 0.31 | 0.27 | 0.31 | 0.27 | 0.31
R-hvac-100roomac-EER10-75-HW_His1.xml | W-tri-R-hvac-100roomac-EER10-75-HW_His1.xml | 0.27 | 0.31 | 0.27 | 0.31 | 0.27 | 0.31 | 0.27 | 0.31
R-hvac-100roomac-EER10-75-TMY.xml | W-tri-R-hvac-100roomac-EER10-75-TMY.xml | 0.27 | 0.31 | 0.27 | 0.31 | 0.27 | 0.31 | 0.27 | 0.31
R-hvac-100roomac-EER10-82-HW_His1.xml | W-tri-R-hvac-100roomac-EER10-82-HW_His1.xml | 0.27 | 0.31 | 0.27 | 0.31 | 0.27 | 0.31 | 0.27 | 0.31
R-hvac-100roomac-EER10-82-TMY.xml | W-tri-R-hvac-100roomac-EER10-82-TMY.xml | 0.27 | 0.31 | 0.27 | 0.31 | 0.27 | 0.31 | 0.27 | 0.31
R-hvac-100roomac-EER12-75-HW_His1.xml | W-tri-R-hvac-100roomac-EER12-75-HW_His1.xml | 0.27 | 0.31 | 0.27 | 0.31 | 0.27 | 0.31 | 0.27 | 0.31
R-hvac-100roomac-EER12-75-TMY.xml | W-tri-R-hvac-100roomac-EER12-75-TMY.xml | 0.27 | 0.31 | 0.27 | 0.31 | 0.27 | 0.31 | 0.27 | 0.31
R-hvac-100roomac-EER12-82-HW_His1.xml | W-tri-R-hvac-100roomac-EER12-82-HW_His1.xml | 0.27 | 0.31 | 0.27 | 0.31 | 0.27 | 0.31 | 0.27 | 0.31
R-hvac-100roomac-EER12-82-TMY.xml | W-tri-R-hvac-100roomac-EER12-82-TMY.xml | 0.27 | 0.31 | 0.27 | 0.31 | 0.27 | 0.31 | 0.27 | 0.31
R-hvac-33roomac-EER10-75-HW_His1.xml | W-tri-R-hvac-33roomac-EER10-75-HW_His1.xml | 0.27 | 0.31 | 0.27 | 0.31 | 0.27 | 0.31 | 0.27 | 0.31
R-hvac-33roomac-EER10-75-TMY.xml | W-tri-R-hvac-33roomac-EER10-75-TMY.xml | 0.27 | 0.31 | 0.27 | 0.31 | 0.27 | 0.31 | 0.27 | 0.31
R-hvac-33roomac-EER10-82-HW_His1.xml | W-tri-R-hvac-33roomac-EER10-82-HW_His1.xml | 0.27 | 0.31 | 0.27 | 0.31 | 0.27 | 0.31 | 0.27 | 0.31
R-hvac-33roomac-EER10-82-TMY.xml | W-tri-R-hvac-33roomac-EER10-82-TMY.xml | 0.27 | 0.31 | 0.27 | 0.31 | 0.27 | 0.31 | 0.27 | 0.31
R-hvac-33roomac-EER12-75-HW_His1.xml | W-tri-R-hvac-33roomac-EER12-75-HW_His1.xml | 0.27 | 0.31 | 0.27 | 0.31 | 0.27 | 0.31 | 0.27 | 0.31
R-hvac-33roomac-EER12-75-TMY.xml | W-tri-R-hvac-33roomac-EER12-75-TMY.xml | 0.27 | 0.31 | 0.27 | 0.31 | 0.27 | 0.31 | 0.27 | 0.31
R-hvac-33roomac-EER12-82-HW_His1.xml | W-tri-R-hvac-33roomac-EER12-82-HW_His1.xml | 0.27 | 0.31 | 0.27 | 0.31 | 0.27 | 0.31 | 0.27 | 0.31
R-hvac-33roomac-EER12-82-TMY.xml | W-tri-R-hvac-33roomac-EER12-82-TMY.xml | 0.27 | 0.31 | 0.27 | 0.31 | 0.27 | 0.31 | 0.27 | 0.31
R-hvac-33roomac-EER12-oversize-75-HW_His1.xml | W-tri-R-hvac-33roomac-EER12-oversize-75-HW_His1.xml | 0.27 | 0.31 | 0.27 | 0.31 | 0.27 | 0.31 | 0.27 | 0.31
R-hvac-33roomac-EER12-oversize-75-TMY.xml | W-tri-R-hvac-33roomac-EER12-oversize-75-TMY.xml | 0.27 | 0.31 | 0.27 | 0.31 | 0.27 | 0.31 | 0.27 | 0.31
R-hvac-33roomac-EER12-oversize-82-HW_His1.xml | W-tri-R-hvac-33roomac-EER12-oversize-82-HW_His1.xml | 0.27 | 0.31 | 0.27 | 0.31 | 0.27 | 0.31 | 0.27 | 0.31
R-hvac-33roomac-EER12-oversize-82-TMY.xml | W-tri-R-hvac-33roomac-EER12-oversize-82-TMY.xml | 0.27 | 0.31 | 0.27 | 0.31 | 0.27 | 0.31 | 0.27 | 0.31
R-hvac-centralac-SEER13-75-HW_His1.xml | W-tri-R-hvac-centralac-SEER13-75-HW_His1.xml | 0.27 | 0.31 | 0.27 | 0.31 | 0.27 | 0.31 | 0.27 | 0.31
R-hvac-centralac-SEER13-75-TMY.xml | W-tri-R-hvac-centralac-SEER13-75-TMY.xml | 0.27 | 0.31 | 0.27 | 0.31 | 0.27 | 0.31 | 0.27 | 0.31
R-hvac-centralac-SEER13-82-HW_His1.xml | W-tri-R-hvac-centralac-SEER13-82-HW_His1.xml | 0.27 | 0.31 | 0.27 | 0.31 | 0.27 | 0.31 | 0.27 | 0.31
R-hvac-centralac-SEER13-82-TMY.xml | W-tri-R-hvac-centralac-SEER13-82-TMY.xml | 0.27 | 0.31 | 0.27 | 0.31 | 0.27 | 0.31 | 0.27 | 0.31
R-hvac-centralac-SEER20-75-HW_His1.xml | W-tri-R-hvac-centralac-SEER20-75-HW_His1.xml | 0.27 | 0.31 | 0.27 | 0.31 | 0.27 | 0.31 | 0.27 | 0.31
R-hvac-centralac-SEER20-75-TMY.xml | W-tri-R-hvac-centralac-SEER20-75-TMY.xml | 0.27 | 0.31 | 0.27 | 0.31 | 0.27 | 0.31 | 0.27 | 0.31
R-hvac-centralac-SEER20-82-HW_His1.xml | W-tri-R-hvac-centralac-SEER20-82-HW_His1.xml | 0.27 | 0.31 | 0.27 | 0.31 | 0.27 | 0.31 | 0.27 | 0.31
R-hvac-centralac-SEER20-82-TMY.xml | W-tri-R-hvac-centralac-SEER20-82-TMY.xml | 0.27 | 0.31 | 0.27 | 0.31 | 0.27 | 0.31 | 0.27 | 0.31
R-hvac-heatpump-SEER20-75-HW_His1.xml | W-tri-R-hvac-heatpump-SEER20-75-HW_His1.xml | 0.27 | 0.31 | 0.27 | 0.31 | 0.27 | 0.31 | 0.27 | 0.31
R-hvac-heatpump-SEER20-75-TMY.xml | W-tri-R-hvac-heatpump-SEER20-75-TMY.xml | 0.27 | 0.31 | 0.27 | 0.31 | 0.27 | 0.31 | 0.27 | 0.31
R-hvac-heatpump-SEER20-82-HW_His1.xml | W-tri-R-hvac-heatpump-SEER20-82-HW_His1.xml | 0.27 | 0.31 | 0.27 | 0.31 | 0.27 | 0.31 | 0.27 | 0.31
R-hvac-heatpump-SEER20-82-TMY.xml | W-tri-R-hvac-heatpump-SEER20-82-TMY.xml | 0.27 | 0.31 | 0.27 | 0.31 | 0.27 | 0.31 | 0.27 | 0.31
R-hvac-minisplit-SEER20-75-HW_His1.xml | W-tri-R-hvac-minisplit-SEER20-75-HW_His1.xml | 0.27 | 0.31 | 0.27 | 0.31 | 0.27 | 0.31 | 0.27 | 0.31
R-hvac-minisplit-SEER20-75-TMY.xml | W-tri-R-hvac-minisplit-SEER20-75-TMY.xml | 0.27 | 0.31 | 0.27 | 0.31 | 0.27 | 0.31 | 0.27 | 0.31
R-hvac-minisplit-SEER20-82-HW_His1.xml | W-tri-R-hvac-minisplit-SEER20-82-HW_His1.xml | 0.27 | 0.31 | 0.27 | 0.31 | 0.27 | 0.31 | 0.27 | 0.31
R-hvac-minisplit-SEER20-82-TMY.xml | W-tri-R-hvac-minisplit-SEER20-82-TMY.xml | 0.27 | 0.31 | 0.27 | 0.31 | 0.27 | 0.31 | 0.27 | 0.31
R-hvac-none-HW_His1.xml | W-tri-R-hvac-none-HW_His1.xml | 0.27 | 0.31 | 0.27 | 0.31 | 0.27 | 0.31 | 0.27 | 0.31
R-hvac-none-TMY.xml | W-tri-R-hvac-none-TMY.xml | 0.27 | 0.31 | 0.27 | 0.31 | 0.27 | 0.31 | 0.27 | 0.31

## SFD-allPC
Before_XML_filename | New_XML_filename | /HPXML/Building/BuildingDetails/Enclosure/walls/wall/Wall/SystemIdentifier id="Wall1"/Insulation/AssemblyEffectiveRValue/ | /HPXML/Building/BuildingDetails/Enclosure/walls/wall/Wall/SystemIdentifier id="Wall2"/Insulation/AssemblyEffectiveRValue/ | /HPXML/Building/BuildingDetails/Enclosure/Roofs/Roof/SystemIdentifier id='Roof1'/Insulation/AssemblyEffectiveRValue/ | /HPXML/Building/BuildingDetails/Enclosure/Windows/Window/SystemIdentifier id='Window1'/Ufactor | /HPXML/Building/BuildingDetails/Enclosure/Windows/Window/SystemIdentifier id='Window1'/SHGC | /HPXML/Building/BuildingDetails/Enclosure/Windows/Window/SystemIdentifier id='Window2'/Ufactor | /HPXML/Building/BuildingDetails/Enclosure/Windows/Window/SystemIdentifier id='Window2'/SHGC | /HPXML/Building/BuildingDetails/Enclosure/Windows/Window/SystemIdentifier id='Window3'/Ufactor | /HPXML/Building/BuildingDetails/Enclosure/Windows/Window/SystemIdentifier id='Window3'/SHGC | /HPXML/Building/BuildingDetails/Enclosure/Windows/Window/SystemIdentifier id='Window4'/Ufactor | /HPXML/Building/BuildingDetails/Enclosure/Windows/Window/SystemIdentifier id='Window4'/SHGC
R-hvac-centralac-SEER20-75-HW_His1.xml | AllPC-hvac-centralac-SEER20-75-HW_His1.xml | 19 | 19 | 40 | 0.27 | 0.31 | 0.27 | 0.31 | 0.27 | 0.31 | 0.27 | 0.31
R-hvac-centralac-SEER20-75-TMY.xml | AllPC-hvac-centralac-SEER20-75-TMY.xml | 19 | 19 | 40 | 0.27 | 0.31 | 0.27 | 0.31 | 0.27 | 0.31 | 0.27 | 0.31
R-hvac-centralac-SEER20-82-HW_His1.xml | AllPC-hvac-centralac-SEER20-82-HW_His1.xml | 19 | 19 | 40 | 0.27 | 0.31 | 0.27 | 0.31 | 0.27 | 0.31 | 0.27 | 0.31
R-hvac-centralac-SEER20-82-TMY.xml | AllPC-hvac-centralac-SEER20-82-TMY.xml | 19 | 19 | 40 | 0.27 | 0.31 | 0.27 | 0.31 | 0.27 | 0.31 | 0.27 | 0.31
R-hvac-heatpump-SEER20-75-HW_His1.xml | AllPC-hvac-heatpump-SEER20-75-HW_His1.xml | 19 | 19 | 40 | 0.27 | 0.31 | 0.27 | 0.31 | 0.27 | 0.31 | 0.27 | 0.31
R-hvac-heatpump-SEER20-75-TMY.xml | AllPC-hvac-heatpump-SEER20-75-TMY.xml | 19 | 19 | 40 | 0.27 | 0.31 | 0.27 | 0.31 | 0.27 | 0.31 | 0.27 | 0.31
R-hvac-heatpump-SEER20-82-HW_His1.xml | AllPC-hvac-heatpump-SEER20-82-HW_His1.xml | 19 | 19 | 40 | 0.27 | 0.31 | 0.27 | 0.31 | 0.27 | 0.31 | 0.27 | 0.31
R-hvac-heatpump-SEER20-82-TMY.xml | AllPC-hvac-heatpump-SEER20-82-TMY.xml | 19 | 19 | 40 | 0.27 | 0.31 | 0.27 | 0.31 | 0.27 | 0.31 | 0.27 | 0.31
R-hvac-none-HW_His1.xml | AllPC-hvac-none-HW_His1.xml | 19 | 19 | 40 | 0.27 | 0.31 | 0.27 | 0.31 | 0.27 | 0.31 | 0.27 | 0.31
R-hvac-none-TMY.xml | AllPC-hvac-none-TMY.xml | 19 | 19 | 40 | 0.27 | 0.31 | 0.27 | 0.31 | 0.27 | 0.31 | 0.27 | 0.31
|  | 19 | 19 | 40 | 0.27 | 0.31

## SFD-weather
Before_XML_filename | New_XML_filename | /HPXML/Building/BuildingDetails/ClimateandRiskZones/WeatherStation/Name | /HPXML/Building/BuildingDetails/ClimateandRiskZones/WeatherStation/extension/EPWFilePath | New_XML_filename | /HPXML/Building/BuildingDetails/ClimateandRiskZones/WeatherStation/Name | /HPXML/Building/BuildingDetails/ClimateandRiskZones/WeatherStation/extension/EPWFilePath | New_XML_filename | /HPXML/Building/BuildingDetails/ClimateandRiskZones/WeatherStation/Name | /HPXML/Building/BuildingDetails/ClimateandRiskZones/WeatherStation/extension/EPWFilePath
base-hvac-100roomac-EER10-75-TMY.xml | base-hvac-100roomac-EER10-75-HW_His2.xml | 3B_LosAngeles_HW_Historical_MostIntense_MostSevere_2018 | 3B_LosAngeles_HW_Historical_MostIntense_MostSevere_2018.epw | base-hvac-100roomac-EER10-75-HW_Mid1.xml | 3B_LosAngeles_HW_Midterm_Longest_2056 | 3B_LosAngeles_HW_Midterm_Longest_2056.epw | base-hvac-100roomac-EER10-75-TMY_USC.xml | USA_CA_Los.Angeles-USC.Campus.722874_TMYx.2009-2023 | USA_CA_Los.Angeles-USC.Campus.722874_TMYx.2009-2023.epw
base-hvac-100roomac-EER10-82-TMY.xml | base-hvac-100roomac-EER10-82-HW_His2.xml | 3B_LosAngeles_HW_Historical_MostIntense_MostSevere_2018 | 3B_LosAngeles_HW_Historical_MostIntense_MostSevere_2018.epw | base-hvac-100roomac-EER10-82-HW_Mid1.xml | 3B_LosAngeles_HW_Midterm_Longest_2056 | 3B_LosAngeles_HW_Midterm_Longest_2056.epw | base-hvac-100roomac-EER10-82-TMY_USC.xml | USA_CA_Los.Angeles-USC.Campus.722874_TMYx.2009-2023 | USA_CA_Los.Angeles-USC.Campus.722874_TMYx.2009-2023.epw
base-hvac-100roomac-EER12-75-TMY.xml | base-hvac-100roomac-EER12-75-HW_His2.xml | 3B_LosAngeles_HW_Historical_MostIntense_MostSevere_2018 | 3B_LosAngeles_HW_Historical_MostIntense_MostSevere_2018.epw | base-hvac-100roomac-EER12-75-HW_Mid1.xml | 3B_LosAngeles_HW_Midterm_Longest_2056 | 3B_LosAngeles_HW_Midterm_Longest_2056.epw | base-hvac-100roomac-EER12-75-TMY_USC.xml | USA_CA_Los.Angeles-USC.Campus.722874_TMYx.2009-2023 | USA_CA_Los.Angeles-USC.Campus.722874_TMYx.2009-2023.epw
base-hvac-100roomac-EER12-82-TMY.xml | base-hvac-100roomac-EER12-82-HW_His2.xml | 3B_LosAngeles_HW_Historical_MostIntense_MostSevere_2018 | 3B_LosAngeles_HW_Historical_MostIntense_MostSevere_2018.epw | base-hvac-100roomac-EER12-82-HW_Mid1.xml | 3B_LosAngeles_HW_Midterm_Longest_2056 | 3B_LosAngeles_HW_Midterm_Longest_2056.epw | base-hvac-100roomac-EER12-82-TMY_USC.xml | USA_CA_Los.Angeles-USC.Campus.722874_TMYx.2009-2023 | USA_CA_Los.Angeles-USC.Campus.722874_TMYx.2009-2023.epw
base-hvac-33roomac-EER10-75-TMY.xml | base-hvac-33roomac-EER10-75-HW_His2.xml | 3B_LosAngeles_HW_Historical_MostIntense_MostSevere_2018 | 3B_LosAngeles_HW_Historical_MostIntense_MostSevere_2018.epw | base-hvac-33roomac-EER10-75-HW_Mid1.xml | 3B_LosAngeles_HW_Midterm_Longest_2056 | 3B_LosAngeles_HW_Midterm_Longest_2056.epw | base-hvac-33roomac-EER10-75-TMY_USC.xml | USA_CA_Los.Angeles-USC.Campus.722874_TMYx.2009-2023 | USA_CA_Los.Angeles-USC.Campus.722874_TMYx.2009-2023.epw
base-hvac-33roomac-EER10-82-TMY.xml | base-hvac-33roomac-EER10-82-HW_His2.xml | 3B_LosAngeles_HW_Historical_MostIntense_MostSevere_2018 | 3B_LosAngeles_HW_Historical_MostIntense_MostSevere_2018.epw | base-hvac-33roomac-EER10-82-HW_Mid1.xml | 3B_LosAngeles_HW_Midterm_Longest_2056 | 3B_LosAngeles_HW_Midterm_Longest_2056.epw | base-hvac-33roomac-EER10-82-TMY_USC.xml | USA_CA_Los.Angeles-USC.Campus.722874_TMYx.2009-2023 | USA_CA_Los.Angeles-USC.Campus.722874_TMYx.2009-2023.epw
base-hvac-33roomac-EER12-75-TMY.xml | base-hvac-33roomac-EER12-75-HW_His2.xml | 3B_LosAngeles_HW_Historical_MostIntense_MostSevere_2018 | 3B_LosAngeles_HW_Historical_MostIntense_MostSevere_2018.epw | base-hvac-33roomac-EER12-75-HW_Mid1.xml | 3B_LosAngeles_HW_Midterm_Longest_2056 | 3B_LosAngeles_HW_Midterm_Longest_2056.epw | base-hvac-33roomac-EER12-75-TMY_USC.xml | USA_CA_Los.Angeles-USC.Campus.722874_TMYx.2009-2023 | USA_CA_Los.Angeles-USC.Campus.722874_TMYx.2009-2023.epw
base-hvac-33roomac-EER12-82-TMY.xml | base-hvac-33roomac-EER12-82-HW_His2.xml | 3B_LosAngeles_HW_Historical_MostIntense_MostSevere_2018 | 3B_LosAngeles_HW_Historical_MostIntense_MostSevere_2018.epw | base-hvac-33roomac-EER12-82-HW_Mid1.xml | 3B_LosAngeles_HW_Midterm_Longest_2056 | 3B_LosAngeles_HW_Midterm_Longest_2056.epw | base-hvac-33roomac-EER12-82-TMY_USC.xml | USA_CA_Los.Angeles-USC.Campus.722874_TMYx.2009-2023 | USA_CA_Los.Angeles-USC.Campus.722874_TMYx.2009-2023.epw
base-hvac-33roomac-EER12-oversize-75-TMY.xml | base-hvac-33roomac-EER12-oversize-75-HW_His2.xml | 3B_LosAngeles_HW_Historical_MostIntense_MostSevere_2018 | 3B_LosAngeles_HW_Historical_MostIntense_MostSevere_2018.epw | base-hvac-33roomac-EER12-oversize-75-HW_Mid1.xml | 3B_LosAngeles_HW_Midterm_Longest_2056 | 3B_LosAngeles_HW_Midterm_Longest_2056.epw | base-hvac-33roomac-EER12-oversize-75-TMY_USC.xml | USA_CA_Los.Angeles-USC.Campus.722874_TMYx.2009-2023 | USA_CA_Los.Angeles-USC.Campus.722874_TMYx.2009-2023.epw
base-hvac-33roomac-EER12-oversize-82-TMY.xml | base-hvac-33roomac-EER12-oversize-82-HW_His2.xml | 3B_LosAngeles_HW_Historical_MostIntense_MostSevere_2018 | 3B_LosAngeles_HW_Historical_MostIntense_MostSevere_2018.epw | base-hvac-33roomac-EER12-oversize-82-HW_Mid1.xml | 3B_LosAngeles_HW_Midterm_Longest_2056 | 3B_LosAngeles_HW_Midterm_Longest_2056.epw | base-hvac-33roomac-EER12-oversize-82-TMY_USC.xml | USA_CA_Los.Angeles-USC.Campus.722874_TMYx.2009-2023 | USA_CA_Los.Angeles-USC.Campus.722874_TMYx.2009-2023.epw
base-hvac-centralac-SEER13-75-TMY.xml | base-hvac-centralac-SEER13-75-HW_His2.xml | 3B_LosAngeles_HW_Historical_MostIntense_MostSevere_2018 | 3B_LosAngeles_HW_Historical_MostIntense_MostSevere_2018.epw | base-hvac-centralac-SEER13-75-HW_Mid1.xml | 3B_LosAngeles_HW_Midterm_Longest_2056 | 3B_LosAngeles_HW_Midterm_Longest_2056.epw | base-hvac-centralac-SEER13-75-TMY_USC.xml | USA_CA_Los.Angeles-USC.Campus.722874_TMYx.2009-2023 | USA_CA_Los.Angeles-USC.Campus.722874_TMYx.2009-2023.epw
base-hvac-centralac-SEER13-82-TMY.xml | base-hvac-centralac-SEER13-82-HW_His2.xml | 3B_LosAngeles_HW_Historical_MostIntense_MostSevere_2018 | 3B_LosAngeles_HW_Historical_MostIntense_MostSevere_2018.epw | base-hvac-centralac-SEER13-82-HW_Mid1.xml | 3B_LosAngeles_HW_Midterm_Longest_2056 | 3B_LosAngeles_HW_Midterm_Longest_2056.epw | base-hvac-centralac-SEER13-82-TMY_USC.xml | USA_CA_Los.Angeles-USC.Campus.722874_TMYx.2009-2023 | USA_CA_Los.Angeles-USC.Campus.722874_TMYx.2009-2023.epw
base-hvac-centralac-SEER20-75-TMY.xml | base-hvac-centralac-SEER20-75-HW_His2.xml | 3B_LosAngeles_HW_Historical_MostIntense_MostSevere_2018 | 3B_LosAngeles_HW_Historical_MostIntense_MostSevere_2018.epw | base-hvac-centralac-SEER20-75-HW_Mid1.xml | 3B_LosAngeles_HW_Midterm_Longest_2056 | 3B_LosAngeles_HW_Midterm_Longest_2056.epw | base-hvac-centralac-SEER20-75-TMY_USC.xml | USA_CA_Los.Angeles-USC.Campus.722874_TMYx.2009-2023 | USA_CA_Los.Angeles-USC.Campus.722874_TMYx.2009-2023.epw
base-hvac-centralac-SEER20-82-TMY.xml | base-hvac-centralac-SEER20-82-HW_His2.xml | 3B_LosAngeles_HW_Historical_MostIntense_MostSevere_2018 | 3B_LosAngeles_HW_Historical_MostIntense_MostSevere_2018.epw | base-hvac-centralac-SEER20-82-HW_Mid1.xml | 3B_LosAngeles_HW_Midterm_Longest_2056 | 3B_LosAngeles_HW_Midterm_Longest_2056.epw | base-hvac-centralac-SEER20-82-TMY_USC.xml | USA_CA_Los.Angeles-USC.Campus.722874_TMYx.2009-2023 | USA_CA_Los.Angeles-USC.Campus.722874_TMYx.2009-2023.epw
base-hvac-heatpump-SEER20-75-TMY.xml | base-hvac-heatpump-SEER20-75-HW_His2.xml | 3B_LosAngeles_HW_Historical_MostIntense_MostSevere_2018 | 3B_LosAngeles_HW_Historical_MostIntense_MostSevere_2018.epw | base-hvac-heatpump-SEER20-75-HW_Mid1.xml | 3B_LosAngeles_HW_Midterm_Longest_2056 | 3B_LosAngeles_HW_Midterm_Longest_2056.epw | base-hvac-heatpump-SEER20-75-TMY_USC.xml | USA_CA_Los.Angeles-USC.Campus.722874_TMYx.2009-2023 | USA_CA_Los.Angeles-USC.Campus.722874_TMYx.2009-2023.epw
base-hvac-heatpump-SEER20-82-TMY.xml | base-hvac-heatpump-SEER20-82-HW_His2.xml | 3B_LosAngeles_HW_Historical_MostIntense_MostSevere_2018 | 3B_LosAngeles_HW_Historical_MostIntense_MostSevere_2018.epw | base-hvac-heatpump-SEER20-82-HW_Mid1.xml | 3B_LosAngeles_HW_Midterm_Longest_2056 | 3B_LosAngeles_HW_Midterm_Longest_2056.epw | base-hvac-heatpump-SEER20-82-TMY_USC.xml | USA_CA_Los.Angeles-USC.Campus.722874_TMYx.2009-2023 | USA_CA_Los.Angeles-USC.Campus.722874_TMYx.2009-2023.epw
base-hvac-minisplit-SEER20-75-TMY.xml | base-hvac-minisplit-SEER20-75-HW_His2.xml | 3B_LosAngeles_HW_Historical_MostIntense_MostSevere_2018 | 3B_LosAngeles_HW_Historical_MostIntense_MostSevere_2018.epw | base-hvac-minisplit-SEER20-75-HW_Mid1.xml | 3B_LosAngeles_HW_Midterm_Longest_2056 | 3B_LosAngeles_HW_Midterm_Longest_2056.epw | base-hvac-minisplit-SEER20-75-TMY_USC.xml | USA_CA_Los.Angeles-USC.Campus.722874_TMYx.2009-2023 | USA_CA_Los.Angeles-USC.Campus.722874_TMYx.2009-2023.epw
base-hvac-minisplit-SEER20-82-TMY.xml | base-hvac-minisplit-SEER20-82-HW_His2.xml | 3B_LosAngeles_HW_Historical_MostIntense_MostSevere_2018 | 3B_LosAngeles_HW_Historical_MostIntense_MostSevere_2018.epw | base-hvac-minisplit-SEER20-82-HW_Mid1.xml | 3B_LosAngeles_HW_Midterm_Longest_2056 | 3B_LosAngeles_HW_Midterm_Longest_2056.epw | base-hvac-minisplit-SEER20-82-TMY_USC.xml | USA_CA_Los.Angeles-USC.Campus.722874_TMYx.2009-2023 | USA_CA_Los.Angeles-USC.Campus.722874_TMYx.2009-2023.epw
base-hvac-none-TMY.xml | base-hvac-none-HW_His2.xml | 3B_LosAngeles_HW_Historical_MostIntense_MostSevere_2018 | 3B_LosAngeles_HW_Historical_MostIntense_MostSevere_2018.epw | base-hvac-none-HW_Mid1.xml | 3B_LosAngeles_HW_Midterm_Longest_2056 | 3B_LosAngeles_HW_Midterm_Longest_2056.epw | base-hvac-none-TMY_USC.xml | USA_CA_Los.Angeles-USC.Campus.722874_TMYx.2009-2023 | USA_CA_Los.Angeles-USC.Campus.722874_TMYx.2009-2023.epw
R-hvac-100roomac-EER10-75-TMY.xml | R-hvac-100roomac-EER10-75-HW_His2.xml | 3B_LosAngeles_HW_Historical_MostIntense_MostSevere_2018 | 3B_LosAngeles_HW_Historical_MostIntense_MostSevere_2018.epw | R-hvac-100roomac-EER10-75-HW_Mid1.xml | 3B_LosAngeles_HW_Midterm_Longest_2056 | 3B_LosAngeles_HW_Midterm_Longest_2056.epw | R-hvac-100roomac-EER10-75-TMY_USC.xml | USA_CA_Los.Angeles-USC.Campus.722874_TMYx.2009-2023 | USA_CA_Los.Angeles-USC.Campus.722874_TMYx.2009-2023.epw
R-hvac-100roomac-EER10-82-TMY.xml | R-hvac-100roomac-EER10-82-HW_His2.xml | 3B_LosAngeles_HW_Historical_MostIntense_MostSevere_2018 | 3B_LosAngeles_HW_Historical_MostIntense_MostSevere_2018.epw | R-hvac-100roomac-EER10-82-HW_Mid1.xml | 3B_LosAngeles_HW_Midterm_Longest_2056 | 3B_LosAngeles_HW_Midterm_Longest_2056.epw | R-hvac-100roomac-EER10-82-TMY_USC.xml | USA_CA_Los.Angeles-USC.Campus.722874_TMYx.2009-2023 | USA_CA_Los.Angeles-USC.Campus.722874_TMYx.2009-2023.epw
R-hvac-100roomac-EER12-75-TMY.xml | R-hvac-100roomac-EER12-75-HW_His2.xml | 3B_LosAngeles_HW_Historical_MostIntense_MostSevere_2018 | 3B_LosAngeles_HW_Historical_MostIntense_MostSevere_2018.epw | R-hvac-100roomac-EER12-75-HW_Mid1.xml | 3B_LosAngeles_HW_Midterm_Longest_2056 | 3B_LosAngeles_HW_Midterm_Longest_2056.epw | R-hvac-100roomac-EER12-75-TMY_USC.xml | USA_CA_Los.Angeles-USC.Campus.722874_TMYx.2009-2023 | USA_CA_Los.Angeles-USC.Campus.722874_TMYx.2009-2023.epw
R-hvac-100roomac-EER12-82-TMY.xml | R-hvac-100roomac-EER12-82-HW_His2.xml | 3B_LosAngeles_HW_Historical_MostIntense_MostSevere_2018 | 3B_LosAngeles_HW_Historical_MostIntense_MostSevere_2018.epw | R-hvac-100roomac-EER12-82-HW_Mid1.xml | 3B_LosAngeles_HW_Midterm_Longest_2056 | 3B_LosAngeles_HW_Midterm_Longest_2056.epw | R-hvac-100roomac-EER12-82-TMY_USC.xml | USA_CA_Los.Angeles-USC.Campus.722874_TMYx.2009-2023 | USA_CA_Los.Angeles-USC.Campus.722874_TMYx.2009-2023.epw
R-hvac-33roomac-EER10-75-TMY.xml | R-hvac-33roomac-EER10-75-HW_His2.xml | 3B_LosAngeles_HW_Historical_MostIntense_MostSevere_2018 | 3B_LosAngeles_HW_Historical_MostIntense_MostSevere_2018.epw | R-hvac-33roomac-EER10-75-HW_Mid1.xml | 3B_LosAngeles_HW_Midterm_Longest_2056 | 3B_LosAngeles_HW_Midterm_Longest_2056.epw | R-hvac-33roomac-EER10-75-TMY_USC.xml | USA_CA_Los.Angeles-USC.Campus.722874_TMYx.2009-2023 | USA_CA_Los.Angeles-USC.Campus.722874_TMYx.2009-2023.epw
R-hvac-33roomac-EER10-82-TMY.xml | R-hvac-33roomac-EER10-82-HW_His2.xml | 3B_LosAngeles_HW_Historical_MostIntense_MostSevere_2018 | 3B_LosAngeles_HW_Historical_MostIntense_MostSevere_2018.epw | R-hvac-33roomac-EER10-82-HW_Mid1.xml | 3B_LosAngeles_HW_Midterm_Longest_2056 | 3B_LosAngeles_HW_Midterm_Longest_2056.epw | R-hvac-33roomac-EER10-82-TMY_USC.xml | USA_CA_Los.Angeles-USC.Campus.722874_TMYx.2009-2023 | USA_CA_Los.Angeles-USC.Campus.722874_TMYx.2009-2023.epw
R-hvac-33roomac-EER12-75-TMY.xml | R-hvac-33roomac-EER12-75-HW_His2.xml | 3B_LosAngeles_HW_Historical_MostIntense_MostSevere_2018 | 3B_LosAngeles_HW_Historical_MostIntense_MostSevere_2018.epw | R-hvac-33roomac-EER12-75-HW_Mid1.xml | 3B_LosAngeles_HW_Midterm_Longest_2056 | 3B_LosAngeles_HW_Midterm_Longest_2056.epw | R-hvac-33roomac-EER12-75-TMY_USC.xml | USA_CA_Los.Angeles-USC.Campus.722874_TMYx.2009-2023 | USA_CA_Los.Angeles-USC.Campus.722874_TMYx.2009-2023.epw
R-hvac-33roomac-EER12-82-TMY.xml | R-hvac-33roomac-EER12-82-HW_His2.xml | 3B_LosAngeles_HW_Historical_MostIntense_MostSevere_2018 | 3B_LosAngeles_HW_Historical_MostIntense_MostSevere_2018.epw | R-hvac-33roomac-EER12-82-HW_Mid1.xml | 3B_LosAngeles_HW_Midterm_Longest_2056 | 3B_LosAngeles_HW_Midterm_Longest_2056.epw | R-hvac-33roomac-EER12-82-TMY_USC.xml | USA_CA_Los.Angeles-USC.Campus.722874_TMYx.2009-2023 | USA_CA_Los.Angeles-USC.Campus.722874_TMYx.2009-2023.epw
R-hvac-33roomac-EER12-oversize-75-TMY.xml | R-hvac-33roomac-EER12-oversize-75-HW_His2.xml | 3B_LosAngeles_HW_Historical_MostIntense_MostSevere_2018 | 3B_LosAngeles_HW_Historical_MostIntense_MostSevere_2018.epw | R-hvac-33roomac-EER12-oversize-75-HW_Mid1.xml | 3B_LosAngeles_HW_Midterm_Longest_2056 | 3B_LosAngeles_HW_Midterm_Longest_2056.epw | R-hvac-33roomac-EER12-oversize-75-TMY_USC.xml | USA_CA_Los.Angeles-USC.Campus.722874_TMYx.2009-2023 | USA_CA_Los.Angeles-USC.Campus.722874_TMYx.2009-2023.epw
R-hvac-33roomac-EER12-oversize-82-TMY.xml | R-hvac-33roomac-EER12-oversize-82-HW_His2.xml | 3B_LosAngeles_HW_Historical_MostIntense_MostSevere_2018 | 3B_LosAngeles_HW_Historical_MostIntense_MostSevere_2018.epw | R-hvac-33roomac-EER12-oversize-82-HW_Mid1.xml | 3B_LosAngeles_HW_Midterm_Longest_2056 | 3B_LosAngeles_HW_Midterm_Longest_2056.epw | R-hvac-33roomac-EER12-oversize-82-TMY_USC.xml | USA_CA_Los.Angeles-USC.Campus.722874_TMYx.2009-2023 | USA_CA_Los.Angeles-USC.Campus.722874_TMYx.2009-2023.epw
R-hvac-centralac-SEER13-75-TMY.xml | R-hvac-centralac-SEER13-75-HW_His2.xml | 3B_LosAngeles_HW_Historical_MostIntense_MostSevere_2018 | 3B_LosAngeles_HW_Historical_MostIntense_MostSevere_2018.epw | R-hvac-centralac-SEER13-75-HW_Mid1.xml | 3B_LosAngeles_HW_Midterm_Longest_2056 | 3B_LosAngeles_HW_Midterm_Longest_2056.epw | R-hvac-centralac-SEER13-75-TMY_USC.xml | USA_CA_Los.Angeles-USC.Campus.722874_TMYx.2009-2023 | USA_CA_Los.Angeles-USC.Campus.722874_TMYx.2009-2023.epw
R-hvac-centralac-SEER13-82-TMY.xml | R-hvac-centralac-SEER13-82-HW_His2.xml | 3B_LosAngeles_HW_Historical_MostIntense_MostSevere_2018 | 3B_LosAngeles_HW_Historical_MostIntense_MostSevere_2018.epw | R-hvac-centralac-SEER13-82-HW_Mid1.xml | 3B_LosAngeles_HW_Midterm_Longest_2056 | 3B_LosAngeles_HW_Midterm_Longest_2056.epw | R-hvac-centralac-SEER13-82-TMY_USC.xml | USA_CA_Los.Angeles-USC.Campus.722874_TMYx.2009-2023 | USA_CA_Los.Angeles-USC.Campus.722874_TMYx.2009-2023.epw
R-hvac-centralac-SEER20-75-TMY.xml | R-hvac-centralac-SEER20-75-HW_His2.xml | 3B_LosAngeles_HW_Historical_MostIntense_MostSevere_2018 | 3B_LosAngeles_HW_Historical_MostIntense_MostSevere_2018.epw | R-hvac-centralac-SEER20-75-HW_Mid1.xml | 3B_LosAngeles_HW_Midterm_Longest_2056 | 3B_LosAngeles_HW_Midterm_Longest_2056.epw | R-hvac-centralac-SEER20-75-TMY_USC.xml | USA_CA_Los.Angeles-USC.Campus.722874_TMYx.2009-2023 | USA_CA_Los.Angeles-USC.Campus.722874_TMYx.2009-2023.epw
R-hvac-centralac-SEER20-82-TMY.xml | R-hvac-centralac-SEER20-82-HW_His2.xml | 3B_LosAngeles_HW_Historical_MostIntense_MostSevere_2018 | 3B_LosAngeles_HW_Historical_MostIntense_MostSevere_2018.epw | R-hvac-centralac-SEER20-82-HW_Mid1.xml | 3B_LosAngeles_HW_Midterm_Longest_2056 | 3B_LosAngeles_HW_Midterm_Longest_2056.epw | R-hvac-centralac-SEER20-82-TMY_USC.xml | USA_CA_Los.Angeles-USC.Campus.722874_TMYx.2009-2023 | USA_CA_Los.Angeles-USC.Campus.722874_TMYx.2009-2023.epw
R-hvac-heatpump-SEER20-75-TMY.xml | R-hvac-heatpump-SEER20-75-HW_His2.xml | 3B_LosAngeles_HW_Historical_MostIntense_MostSevere_2018 | 3B_LosAngeles_HW_Historical_MostIntense_MostSevere_2018.epw | R-hvac-heatpump-SEER20-75-HW_Mid1.xml | 3B_LosAngeles_HW_Midterm_Longest_2056 | 3B_LosAngeles_HW_Midterm_Longest_2056.epw | R-hvac-heatpump-SEER20-75-TMY_USC.xml | USA_CA_Los.Angeles-USC.Campus.722874_TMYx.2009-2023 | USA_CA_Los.Angeles-USC.Campus.722874_TMYx.2009-2023.epw
R-hvac-heatpump-SEER20-82-TMY.xml | R-hvac-heatpump-SEER20-82-HW_His2.xml | 3B_LosAngeles_HW_Historical_MostIntense_MostSevere_2018 | 3B_LosAngeles_HW_Historical_MostIntense_MostSevere_2018.epw | R-hvac-heatpump-SEER20-82-HW_Mid1.xml | 3B_LosAngeles_HW_Midterm_Longest_2056 | 3B_LosAngeles_HW_Midterm_Longest_2056.epw | R-hvac-heatpump-SEER20-82-TMY_USC.xml | USA_CA_Los.Angeles-USC.Campus.722874_TMYx.2009-2023 | USA_CA_Los.Angeles-USC.Campus.722874_TMYx.2009-2023.epw
R-hvac-minisplit-SEER20-75-TMY.xml | R-hvac-minisplit-SEER20-75-HW_His2.xml | 3B_LosAngeles_HW_Historical_MostIntense_MostSevere_2018 | 3B_LosAngeles_HW_Historical_MostIntense_MostSevere_2018.epw | R-hvac-minisplit-SEER20-75-HW_Mid1.xml | 3B_LosAngeles_HW_Midterm_Longest_2056 | 3B_LosAngeles_HW_Midterm_Longest_2056.epw | R-hvac-minisplit-SEER20-75-TMY_USC.xml | USA_CA_Los.Angeles-USC.Campus.722874_TMYx.2009-2023 | USA_CA_Los.Angeles-USC.Campus.722874_TMYx.2009-2023.epw
R-hvac-minisplit-SEER20-82-TMY.xml | R-hvac-minisplit-SEER20-82-HW_His2.xml | 3B_LosAngeles_HW_Historical_MostIntense_MostSevere_2018 | 3B_LosAngeles_HW_Historical_MostIntense_MostSevere_2018.epw | R-hvac-minisplit-SEER20-82-HW_Mid1.xml | 3B_LosAngeles_HW_Midterm_Longest_2056 | 3B_LosAngeles_HW_Midterm_Longest_2056.epw | R-hvac-minisplit-SEER20-82-TMY_USC.xml | USA_CA_Los.Angeles-USC.Campus.722874_TMYx.2009-2023 | USA_CA_Los.Angeles-USC.Campus.722874_TMYx.2009-2023.epw
R-hvac-none-TMY.xml | R-hvac-none-HW_His2.xml | 3B_LosAngeles_HW_Historical_MostIntense_MostSevere_2018 | 3B_LosAngeles_HW_Historical_MostIntense_MostSevere_2018.epw | R-hvac-none-HW_Mid1.xml | 3B_LosAngeles_HW_Midterm_Longest_2056 | 3B_LosAngeles_HW_Midterm_Longest_2056.epw | R-hvac-none-TMY_USC.xml | USA_CA_Los.Angeles-USC.Campus.722874_TMYx.2009-2023 | USA_CA_Los.Angeles-USC.Campus.722874_TMYx.2009-2023.epw
W-sf-hvac-100roomac-EER10-75-TMY.xml | W-sf-hvac-100roomac-EER10-75-HW_His2.xml | 3B_LosAngeles_HW_Historical_MostIntense_MostSevere_2018 | 3B_LosAngeles_HW_Historical_MostIntense_MostSevere_2018.epw | W-sf-hvac-100roomac-EER10-75-HW_Mid1.xml | 3B_LosAngeles_HW_Midterm_Longest_2056 | 3B_LosAngeles_HW_Midterm_Longest_2056.epw | W-sf-hvac-100roomac-EER10-75-TMY_USC.xml | USA_CA_Los.Angeles-USC.Campus.722874_TMYx.2009-2023 | USA_CA_Los.Angeles-USC.Campus.722874_TMYx.2009-2023.epw
W-sf-hvac-100roomac-EER10-82-TMY.xml | W-sf-hvac-100roomac-EER10-82-HW_His2.xml | 3B_LosAngeles_HW_Historical_MostIntense_MostSevere_2018 | 3B_LosAngeles_HW_Historical_MostIntense_MostSevere_2018.epw | W-sf-hvac-100roomac-EER10-82-HW_Mid1.xml | 3B_LosAngeles_HW_Midterm_Longest_2056 | 3B_LosAngeles_HW_Midterm_Longest_2056.epw | W-sf-hvac-100roomac-EER10-82-TMY_USC.xml | USA_CA_Los.Angeles-USC.Campus.722874_TMYx.2009-2023 | USA_CA_Los.Angeles-USC.Campus.722874_TMYx.2009-2023.epw
W-sf-hvac-100roomac-EER12-75-TMY.xml | W-sf-hvac-100roomac-EER12-75-HW_His2.xml | 3B_LosAngeles_HW_Historical_MostIntense_MostSevere_2018 | 3B_LosAngeles_HW_Historical_MostIntense_MostSevere_2018.epw | W-sf-hvac-100roomac-EER12-75-HW_Mid1.xml | 3B_LosAngeles_HW_Midterm_Longest_2056 | 3B_LosAngeles_HW_Midterm_Longest_2056.epw | W-sf-hvac-100roomac-EER12-75-TMY_USC.xml | USA_CA_Los.Angeles-USC.Campus.722874_TMYx.2009-2023 | USA_CA_Los.Angeles-USC.Campus.722874_TMYx.2009-2023.epw
W-sf-hvac-100roomac-EER12-82-TMY.xml | W-sf-hvac-100roomac-EER12-82-HW_His2.xml | 3B_LosAngeles_HW_Historical_MostIntense_MostSevere_2018 | 3B_LosAngeles_HW_Historical_MostIntense_MostSevere_2018.epw | W-sf-hvac-100roomac-EER12-82-HW_Mid1.xml | 3B_LosAngeles_HW_Midterm_Longest_2056 | 3B_LosAngeles_HW_Midterm_Longest_2056.epw | W-sf-hvac-100roomac-EER12-82-TMY_USC.xml | USA_CA_Los.Angeles-USC.Campus.722874_TMYx.2009-2023 | USA_CA_Los.Angeles-USC.Campus.722874_TMYx.2009-2023.epw
W-sf-hvac-33roomac-EER10-75-TMY.xml | W-sf-hvac-33roomac-EER10-75-HW_His2.xml | 3B_LosAngeles_HW_Historical_MostIntense_MostSevere_2018 | 3B_LosAngeles_HW_Historical_MostIntense_MostSevere_2018.epw | W-sf-hvac-33roomac-EER10-75-HW_Mid1.xml | 3B_LosAngeles_HW_Midterm_Longest_2056 | 3B_LosAngeles_HW_Midterm_Longest_2056.epw | W-sf-hvac-33roomac-EER10-75-TMY_USC.xml | USA_CA_Los.Angeles-USC.Campus.722874_TMYx.2009-2023 | USA_CA_Los.Angeles-USC.Campus.722874_TMYx.2009-2023.epw
W-sf-hvac-33roomac-EER10-82-TMY.xml | W-sf-hvac-33roomac-EER10-82-HW_His2.xml | 3B_LosAngeles_HW_Historical_MostIntense_MostSevere_2018 | 3B_LosAngeles_HW_Historical_MostIntense_MostSevere_2018.epw | W-sf-hvac-33roomac-EER10-82-HW_Mid1.xml | 3B_LosAngeles_HW_Midterm_Longest_2056 | 3B_LosAngeles_HW_Midterm_Longest_2056.epw | W-sf-hvac-33roomac-EER10-82-TMY_USC.xml | USA_CA_Los.Angeles-USC.Campus.722874_TMYx.2009-2023 | USA_CA_Los.Angeles-USC.Campus.722874_TMYx.2009-2023.epw
W-sf-hvac-33roomac-EER12-75-TMY.xml | W-sf-hvac-33roomac-EER12-75-HW_His2.xml | 3B_LosAngeles_HW_Historical_MostIntense_MostSevere_2018 | 3B_LosAngeles_HW_Historical_MostIntense_MostSevere_2018.epw | W-sf-hvac-33roomac-EER12-75-HW_Mid1.xml | 3B_LosAngeles_HW_Midterm_Longest_2056 | 3B_LosAngeles_HW_Midterm_Longest_2056.epw | W-sf-hvac-33roomac-EER12-75-TMY_USC.xml | USA_CA_Los.Angeles-USC.Campus.722874_TMYx.2009-2023 | USA_CA_Los.Angeles-USC.Campus.722874_TMYx.2009-2023.epw
W-sf-hvac-33roomac-EER12-82-TMY.xml | W-sf-hvac-33roomac-EER12-82-HW_His2.xml | 3B_LosAngeles_HW_Historical_MostIntense_MostSevere_2018 | 3B_LosAngeles_HW_Historical_MostIntense_MostSevere_2018.epw | W-sf-hvac-33roomac-EER12-82-HW_Mid1.xml | 3B_LosAngeles_HW_Midterm_Longest_2056 | 3B_LosAngeles_HW_Midterm_Longest_2056.epw | W-sf-hvac-33roomac-EER12-82-TMY_USC.xml | USA_CA_Los.Angeles-USC.Campus.722874_TMYx.2009-2023 | USA_CA_Los.Angeles-USC.Campus.722874_TMYx.2009-2023.epw
W-sf-hvac-33roomac-EER12-oversize-75-TMY.xml | W-sf-hvac-33roomac-EER12-oversize-75-HW_His2.xml | 3B_LosAngeles_HW_Historical_MostIntense_MostSevere_2018 | 3B_LosAngeles_HW_Historical_MostIntense_MostSevere_2018.epw | W-sf-hvac-33roomac-EER12-oversize-75-HW_Mid1.xml | 3B_LosAngeles_HW_Midterm_Longest_2056 | 3B_LosAngeles_HW_Midterm_Longest_2056.epw | W-sf-hvac-33roomac-EER12-oversize-75-TMY_USC.xml | USA_CA_Los.Angeles-USC.Campus.722874_TMYx.2009-2023 | USA_CA_Los.Angeles-USC.Campus.722874_TMYx.2009-2023.epw
W-sf-hvac-33roomac-EER12-oversize-82-TMY.xml | W-sf-hvac-33roomac-EER12-oversize-82-HW_His2.xml | 3B_LosAngeles_HW_Historical_MostIntense_MostSevere_2018 | 3B_LosAngeles_HW_Historical_MostIntense_MostSevere_2018.epw | W-sf-hvac-33roomac-EER12-oversize-82-HW_Mid1.xml | 3B_LosAngeles_HW_Midterm_Longest_2056 | 3B_LosAngeles_HW_Midterm_Longest_2056.epw | W-sf-hvac-33roomac-EER12-oversize-82-TMY_USC.xml | USA_CA_Los.Angeles-USC.Campus.722874_TMYx.2009-2023 | USA_CA_Los.Angeles-USC.Campus.722874_TMYx.2009-2023.epw
W-sf-hvac-centralac-SEER13-75-TMY.xml | W-sf-hvac-centralac-SEER13-75-HW_His2.xml | 3B_LosAngeles_HW_Historical_MostIntense_MostSevere_2018 | 3B_LosAngeles_HW_Historical_MostIntense_MostSevere_2018.epw | W-sf-hvac-centralac-SEER13-75-HW_Mid1.xml | 3B_LosAngeles_HW_Midterm_Longest_2056 | 3B_LosAngeles_HW_Midterm_Longest_2056.epw | W-sf-hvac-centralac-SEER13-75-TMY_USC.xml | USA_CA_Los.Angeles-USC.Campus.722874_TMYx.2009-2023 | USA_CA_Los.Angeles-USC.Campus.722874_TMYx.2009-2023.epw
W-sf-hvac-centralac-SEER13-82-TMY.xml | W-sf-hvac-centralac-SEER13-82-HW_His2.xml | 3B_LosAngeles_HW_Historical_MostIntense_MostSevere_2018 | 3B_LosAngeles_HW_Historical_MostIntense_MostSevere_2018.epw | W-sf-hvac-centralac-SEER13-82-HW_Mid1.xml | 3B_LosAngeles_HW_Midterm_Longest_2056 | 3B_LosAngeles_HW_Midterm_Longest_2056.epw | W-sf-hvac-centralac-SEER13-82-TMY_USC.xml | USA_CA_Los.Angeles-USC.Campus.722874_TMYx.2009-2023 | USA_CA_Los.Angeles-USC.Campus.722874_TMYx.2009-2023.epw
W-sf-hvac-centralac-SEER20-75-TMY.xml | W-sf-hvac-centralac-SEER20-75-HW_His2.xml | 3B_LosAngeles_HW_Historical_MostIntense_MostSevere_2018 | 3B_LosAngeles_HW_Historical_MostIntense_MostSevere_2018.epw | W-sf-hvac-centralac-SEER20-75-HW_Mid1.xml | 3B_LosAngeles_HW_Midterm_Longest_2056 | 3B_LosAngeles_HW_Midterm_Longest_2056.epw | W-sf-hvac-centralac-SEER20-75-TMY_USC.xml | USA_CA_Los.Angeles-USC.Campus.722874_TMYx.2009-2023 | USA_CA_Los.Angeles-USC.Campus.722874_TMYx.2009-2023.epw
W-sf-hvac-centralac-SEER20-82-TMY.xml | W-sf-hvac-centralac-SEER20-82-HW_His2.xml | 3B_LosAngeles_HW_Historical_MostIntense_MostSevere_2018 | 3B_LosAngeles_HW_Historical_MostIntense_MostSevere_2018.epw | W-sf-hvac-centralac-SEER20-82-HW_Mid1.xml | 3B_LosAngeles_HW_Midterm_Longest_2056 | 3B_LosAngeles_HW_Midterm_Longest_2056.epw | W-sf-hvac-centralac-SEER20-82-TMY_USC.xml | USA_CA_Los.Angeles-USC.Campus.722874_TMYx.2009-2023 | USA_CA_Los.Angeles-USC.Campus.722874_TMYx.2009-2023.epw
W-sf-hvac-heatpump-SEER20-75-TMY.xml | W-sf-hvac-heatpump-SEER20-75-HW_His2.xml | 3B_LosAngeles_HW_Historical_MostIntense_MostSevere_2018 | 3B_LosAngeles_HW_Historical_MostIntense_MostSevere_2018.epw | W-sf-hvac-heatpump-SEER20-75-HW_Mid1.xml | 3B_LosAngeles_HW_Midterm_Longest_2056 | 3B_LosAngeles_HW_Midterm_Longest_2056.epw | W-sf-hvac-heatpump-SEER20-75-TMY_USC.xml | USA_CA_Los.Angeles-USC.Campus.722874_TMYx.2009-2023 | USA_CA_Los.Angeles-USC.Campus.722874_TMYx.2009-2023.epw
W-sf-hvac-heatpump-SEER20-82-TMY.xml | W-sf-hvac-heatpump-SEER20-82-HW_His2.xml | 3B_LosAngeles_HW_Historical_MostIntense_MostSevere_2018 | 3B_LosAngeles_HW_Historical_MostIntense_MostSevere_2018.epw | W-sf-hvac-heatpump-SEER20-82-HW_Mid1.xml | 3B_LosAngeles_HW_Midterm_Longest_2056 | 3B_LosAngeles_HW_Midterm_Longest_2056.epw | W-sf-hvac-heatpump-SEER20-82-TMY_USC.xml | USA_CA_Los.Angeles-USC.Campus.722874_TMYx.2009-2023 | USA_CA_Los.Angeles-USC.Campus.722874_TMYx.2009-2023.epw
W-sf-hvac-minisplit-SEER20-75-TMY.xml | W-sf-hvac-minisplit-SEER20-75-HW_His2.xml | 3B_LosAngeles_HW_Historical_MostIntense_MostSevere_2018 | 3B_LosAngeles_HW_Historical_MostIntense_MostSevere_2018.epw | W-sf-hvac-minisplit-SEER20-75-HW_Mid1.xml | 3B_LosAngeles_HW_Midterm_Longest_2056 | 3B_LosAngeles_HW_Midterm_Longest_2056.epw | W-sf-hvac-minisplit-SEER20-75-TMY_USC.xml | USA_CA_Los.Angeles-USC.Campus.722874_TMYx.2009-2023 | USA_CA_Los.Angeles-USC.Campus.722874_TMYx.2009-2023.epw
W-sf-hvac-minisplit-SEER20-82-TMY.xml | W-sf-hvac-minisplit-SEER20-82-HW_His2.xml | 3B_LosAngeles_HW_Historical_MostIntense_MostSevere_2018 | 3B_LosAngeles_HW_Historical_MostIntense_MostSevere_2018.epw | W-sf-hvac-minisplit-SEER20-82-HW_Mid1.xml | 3B_LosAngeles_HW_Midterm_Longest_2056 | 3B_LosAngeles_HW_Midterm_Longest_2056.epw | W-sf-hvac-minisplit-SEER20-82-TMY_USC.xml | USA_CA_Los.Angeles-USC.Campus.722874_TMYx.2009-2023 | USA_CA_Los.Angeles-USC.Campus.722874_TMYx.2009-2023.epw
W-sf-hvac-none-TMY.xml | W-sf-hvac-none-HW_His2.xml | 3B_LosAngeles_HW_Historical_MostIntense_MostSevere_2018 | 3B_LosAngeles_HW_Historical_MostIntense_MostSevere_2018.epw | W-sf-hvac-none-HW_Mid1.xml | 3B_LosAngeles_HW_Midterm_Longest_2056 | 3B_LosAngeles_HW_Midterm_Longest_2056.epw | W-sf-hvac-none-TMY_USC.xml | USA_CA_Los.Angeles-USC.Campus.722874_TMYx.2009-2023 | USA_CA_Los.Angeles-USC.Campus.722874_TMYx.2009-2023.epw
W-sf-R-hvac-100roomac-EER10-75-TMY.xml | W-sf-R-hvac-100roomac-EER10-75-HW_His2.xml | 3B_LosAngeles_HW_Historical_MostIntense_MostSevere_2018 | 3B_LosAngeles_HW_Historical_MostIntense_MostSevere_2018.epw | W-sf-R-hvac-100roomac-EER10-75-HW_Mid1.xml | 3B_LosAngeles_HW_Midterm_Longest_2056 | 3B_LosAngeles_HW_Midterm_Longest_2056.epw | W-sf-R-hvac-100roomac-EER10-75-TMY_USC.xml | USA_CA_Los.Angeles-USC.Campus.722874_TMYx.2009-2023 | USA_CA_Los.Angeles-USC.Campus.722874_TMYx.2009-2023.epw
W-sf-R-hvac-100roomac-EER10-82-TMY.xml | W-sf-R-hvac-100roomac-EER10-82-HW_His2.xml | 3B_LosAngeles_HW_Historical_MostIntense_MostSevere_2018 | 3B_LosAngeles_HW_Historical_MostIntense_MostSevere_2018.epw | W-sf-R-hvac-100roomac-EER10-82-HW_Mid1.xml | 3B_LosAngeles_HW_Midterm_Longest_2056 | 3B_LosAngeles_HW_Midterm_Longest_2056.epw | W-sf-R-hvac-100roomac-EER10-82-TMY_USC.xml | USA_CA_Los.Angeles-USC.Campus.722874_TMYx.2009-2023 | USA_CA_Los.Angeles-USC.Campus.722874_TMYx.2009-2023.epw
W-sf-R-hvac-100roomac-EER12-75-TMY.xml | W-sf-R-hvac-100roomac-EER12-75-HW_His2.xml | 3B_LosAngeles_HW_Historical_MostIntense_MostSevere_2018 | 3B_LosAngeles_HW_Historical_MostIntense_MostSevere_2018.epw | W-sf-R-hvac-100roomac-EER12-75-HW_Mid1.xml | 3B_LosAngeles_HW_Midterm_Longest_2056 | 3B_LosAngeles_HW_Midterm_Longest_2056.epw | W-sf-R-hvac-100roomac-EER12-75-TMY_USC.xml | USA_CA_Los.Angeles-USC.Campus.722874_TMYx.2009-2023 | USA_CA_Los.Angeles-USC.Campus.722874_TMYx.2009-2023.epw
W-sf-R-hvac-100roomac-EER12-82-TMY.xml | W-sf-R-hvac-100roomac-EER12-82-HW_His2.xml | 3B_LosAngeles_HW_Historical_MostIntense_MostSevere_2018 | 3B_LosAngeles_HW_Historical_MostIntense_MostSevere_2018.epw | W-sf-R-hvac-100roomac-EER12-82-HW_Mid1.xml | 3B_LosAngeles_HW_Midterm_Longest_2056 | 3B_LosAngeles_HW_Midterm_Longest_2056.epw | W-sf-R-hvac-100roomac-EER12-82-TMY_USC.xml | USA_CA_Los.Angeles-USC.Campus.722874_TMYx.2009-2023 | USA_CA_Los.Angeles-USC.Campus.722874_TMYx.2009-2023.epw
W-sf-R-hvac-33roomac-EER10-75-TMY.xml | W-sf-R-hvac-33roomac-EER10-75-HW_His2.xml | 3B_LosAngeles_HW_Historical_MostIntense_MostSevere_2018 | 3B_LosAngeles_HW_Historical_MostIntense_MostSevere_2018.epw | W-sf-R-hvac-33roomac-EER10-75-HW_Mid1.xml | 3B_LosAngeles_HW_Midterm_Longest_2056 | 3B_LosAngeles_HW_Midterm_Longest_2056.epw | W-sf-R-hvac-33roomac-EER10-75-TMY_USC.xml | USA_CA_Los.Angeles-USC.Campus.722874_TMYx.2009-2023 | USA_CA_Los.Angeles-USC.Campus.722874_TMYx.2009-2023.epw
W-sf-R-hvac-33roomac-EER10-82-TMY.xml | W-sf-R-hvac-33roomac-EER10-82-HW_His2.xml | 3B_LosAngeles_HW_Historical_MostIntense_MostSevere_2018 | 3B_LosAngeles_HW_Historical_MostIntense_MostSevere_2018.epw | W-sf-R-hvac-33roomac-EER10-82-HW_Mid1.xml | 3B_LosAngeles_HW_Midterm_Longest_2056 | 3B_LosAngeles_HW_Midterm_Longest_2056.epw | W-sf-R-hvac-33roomac-EER10-82-TMY_USC.xml | USA_CA_Los.Angeles-USC.Campus.722874_TMYx.2009-2023 | USA_CA_Los.Angeles-USC.Campus.722874_TMYx.2009-2023.epw
W-sf-R-hvac-33roomac-EER12-75-TMY.xml | W-sf-R-hvac-33roomac-EER12-75-HW_His2.xml | 3B_LosAngeles_HW_Historical_MostIntense_MostSevere_2018 | 3B_LosAngeles_HW_Historical_MostIntense_MostSevere_2018.epw | W-sf-R-hvac-33roomac-EER12-75-HW_Mid1.xml | 3B_LosAngeles_HW_Midterm_Longest_2056 | 3B_LosAngeles_HW_Midterm_Longest_2056.epw | W-sf-R-hvac-33roomac-EER12-75-TMY_USC.xml | USA_CA_Los.Angeles-USC.Campus.722874_TMYx.2009-2023 | USA_CA_Los.Angeles-USC.Campus.722874_TMYx.2009-2023.epw
W-sf-R-hvac-33roomac-EER12-82-TMY.xml | W-sf-R-hvac-33roomac-EER12-82-HW_His2.xml | 3B_LosAngeles_HW_Historical_MostIntense_MostSevere_2018 | 3B_LosAngeles_HW_Historical_MostIntense_MostSevere_2018.epw | W-sf-R-hvac-33roomac-EER12-82-HW_Mid1.xml | 3B_LosAngeles_HW_Midterm_Longest_2056 | 3B_LosAngeles_HW_Midterm_Longest_2056.epw | W-sf-R-hvac-33roomac-EER12-82-TMY_USC.xml | USA_CA_Los.Angeles-USC.Campus.722874_TMYx.2009-2023 | USA_CA_Los.Angeles-USC.Campus.722874_TMYx.2009-2023.epw
W-sf-R-hvac-33roomac-EER12-oversize-75-TMY.xml | W-sf-R-hvac-33roomac-EER12-oversize-75-HW_His2.xml | 3B_LosAngeles_HW_Historical_MostIntense_MostSevere_2018 | 3B_LosAngeles_HW_Historical_MostIntense_MostSevere_2018.epw | W-sf-R-hvac-33roomac-EER12-oversize-75-HW_Mid1.xml | 3B_LosAngeles_HW_Midterm_Longest_2056 | 3B_LosAngeles_HW_Midterm_Longest_2056.epw | W-sf-R-hvac-33roomac-EER12-oversize-75-TMY_USC.xml | USA_CA_Los.Angeles-USC.Campus.722874_TMYx.2009-2023 | USA_CA_Los.Angeles-USC.Campus.722874_TMYx.2009-2023.epw
W-sf-R-hvac-33roomac-EER12-oversize-82-TMY.xml | W-sf-R-hvac-33roomac-EER12-oversize-82-HW_His2.xml | 3B_LosAngeles_HW_Historical_MostIntense_MostSevere_2018 | 3B_LosAngeles_HW_Historical_MostIntense_MostSevere_2018.epw | W-sf-R-hvac-33roomac-EER12-oversize-82-HW_Mid1.xml | 3B_LosAngeles_HW_Midterm_Longest_2056 | 3B_LosAngeles_HW_Midterm_Longest_2056.epw | W-sf-R-hvac-33roomac-EER12-oversize-82-TMY_USC.xml | USA_CA_Los.Angeles-USC.Campus.722874_TMYx.2009-2023 | USA_CA_Los.Angeles-USC.Campus.722874_TMYx.2009-2023.epw
W-sf-R-hvac-centralac-SEER13-75-TMY.xml | W-sf-R-hvac-centralac-SEER13-75-HW_His2.xml | 3B_LosAngeles_HW_Historical_MostIntense_MostSevere_2018 | 3B_LosAngeles_HW_Historical_MostIntense_MostSevere_2018.epw | W-sf-R-hvac-centralac-SEER13-75-HW_Mid1.xml | 3B_LosAngeles_HW_Midterm_Longest_2056 | 3B_LosAngeles_HW_Midterm_Longest_2056.epw | W-sf-R-hvac-centralac-SEER13-75-TMY_USC.xml | USA_CA_Los.Angeles-USC.Campus.722874_TMYx.2009-2023 | USA_CA_Los.Angeles-USC.Campus.722874_TMYx.2009-2023.epw
W-sf-R-hvac-centralac-SEER13-82-TMY.xml | W-sf-R-hvac-centralac-SEER13-82-HW_His2.xml | 3B_LosAngeles_HW_Historical_MostIntense_MostSevere_2018 | 3B_LosAngeles_HW_Historical_MostIntense_MostSevere_2018.epw | W-sf-R-hvac-centralac-SEER13-82-HW_Mid1.xml | 3B_LosAngeles_HW_Midterm_Longest_2056 | 3B_LosAngeles_HW_Midterm_Longest_2056.epw | W-sf-R-hvac-centralac-SEER13-82-TMY_USC.xml | USA_CA_Los.Angeles-USC.Campus.722874_TMYx.2009-2023 | USA_CA_Los.Angeles-USC.Campus.722874_TMYx.2009-2023.epw
W-sf-R-hvac-centralac-SEER20-75-TMY.xml | W-sf-R-hvac-centralac-SEER20-75-HW_His2.xml | 3B_LosAngeles_HW_Historical_MostIntense_MostSevere_2018 | 3B_LosAngeles_HW_Historical_MostIntense_MostSevere_2018.epw | W-sf-R-hvac-centralac-SEER20-75-HW_Mid1.xml | 3B_LosAngeles_HW_Midterm_Longest_2056 | 3B_LosAngeles_HW_Midterm_Longest_2056.epw | W-sf-R-hvac-centralac-SEER20-75-TMY_USC.xml | USA_CA_Los.Angeles-USC.Campus.722874_TMYx.2009-2023 | USA_CA_Los.Angeles-USC.Campus.722874_TMYx.2009-2023.epw
W-sf-R-hvac-centralac-SEER20-82-TMY.xml | W-sf-R-hvac-centralac-SEER20-82-HW_His2.xml | 3B_LosAngeles_HW_Historical_MostIntense_MostSevere_2018 | 3B_LosAngeles_HW_Historical_MostIntense_MostSevere_2018.epw | W-sf-R-hvac-centralac-SEER20-82-HW_Mid1.xml | 3B_LosAngeles_HW_Midterm_Longest_2056 | 3B_LosAngeles_HW_Midterm_Longest_2056.epw | W-sf-R-hvac-centralac-SEER20-82-TMY_USC.xml | USA_CA_Los.Angeles-USC.Campus.722874_TMYx.2009-2023 | USA_CA_Los.Angeles-USC.Campus.722874_TMYx.2009-2023.epw
W-sf-R-hvac-heatpump-SEER20-75-TMY.xml | W-sf-R-hvac-heatpump-SEER20-75-HW_His2.xml | 3B_LosAngeles_HW_Historical_MostIntense_MostSevere_2018 | 3B_LosAngeles_HW_Historical_MostIntense_MostSevere_2018.epw | W-sf-R-hvac-heatpump-SEER20-75-HW_Mid1.xml | 3B_LosAngeles_HW_Midterm_Longest_2056 | 3B_LosAngeles_HW_Midterm_Longest_2056.epw | W-sf-R-hvac-heatpump-SEER20-75-TMY_USC.xml | USA_CA_Los.Angeles-USC.Campus.722874_TMYx.2009-2023 | USA_CA_Los.Angeles-USC.Campus.722874_TMYx.2009-2023.epw
W-sf-R-hvac-heatpump-SEER20-82-TMY.xml | W-sf-R-hvac-heatpump-SEER20-82-HW_His2.xml | 3B_LosAngeles_HW_Historical_MostIntense_MostSevere_2018 | 3B_LosAngeles_HW_Historical_MostIntense_MostSevere_2018.epw | W-sf-R-hvac-heatpump-SEER20-82-HW_Mid1.xml | 3B_LosAngeles_HW_Midterm_Longest_2056 | 3B_LosAngeles_HW_Midterm_Longest_2056.epw | W-sf-R-hvac-heatpump-SEER20-82-TMY_USC.xml | USA_CA_Los.Angeles-USC.Campus.722874_TMYx.2009-2023 | USA_CA_Los.Angeles-USC.Campus.722874_TMYx.2009-2023.epw
W-sf-R-hvac-minisplit-SEER20-75-TMY.xml | W-sf-R-hvac-minisplit-SEER20-75-HW_His2.xml | 3B_LosAngeles_HW_Historical_MostIntense_MostSevere_2018 | 3B_LosAngeles_HW_Historical_MostIntense_MostSevere_2018.epw | W-sf-R-hvac-minisplit-SEER20-75-HW_Mid1.xml | 3B_LosAngeles_HW_Midterm_Longest_2056 | 3B_LosAngeles_HW_Midterm_Longest_2056.epw | W-sf-R-hvac-minisplit-SEER20-75-TMY_USC.xml | USA_CA_Los.Angeles-USC.Campus.722874_TMYx.2009-2023 | USA_CA_Los.Angeles-USC.Campus.722874_TMYx.2009-2023.epw
W-sf-R-hvac-minisplit-SEER20-82-TMY.xml | W-sf-R-hvac-minisplit-SEER20-82-HW_His2.xml | 3B_LosAngeles_HW_Historical_MostIntense_MostSevere_2018 | 3B_LosAngeles_HW_Historical_MostIntense_MostSevere_2018.epw | W-sf-R-hvac-minisplit-SEER20-82-HW_Mid1.xml | 3B_LosAngeles_HW_Midterm_Longest_2056 | 3B_LosAngeles_HW_Midterm_Longest_2056.epw | W-sf-R-hvac-minisplit-SEER20-82-TMY_USC.xml | USA_CA_Los.Angeles-USC.Campus.722874_TMYx.2009-2023 | USA_CA_Los.Angeles-USC.Campus.722874_TMYx.2009-2023.epw
W-sf-R-hvac-none-TMY.xml | W-sf-R-hvac-none-HW_His2.xml | 3B_LosAngeles_HW_Historical_MostIntense_MostSevere_2018 | 3B_LosAngeles_HW_Historical_MostIntense_MostSevere_2018.epw | W-sf-R-hvac-none-HW_Mid1.xml | 3B_LosAngeles_HW_Midterm_Longest_2056 | 3B_LosAngeles_HW_Midterm_Longest_2056.epw | W-sf-R-hvac-none-TMY_USC.xml | USA_CA_Los.Angeles-USC.Campus.722874_TMYx.2009-2023 | USA_CA_Los.Angeles-USC.Campus.722874_TMYx.2009-2023.epw
W-dbl-hvac-100roomac-EER10-75-TMY.xml | W-dbl-hvac-100roomac-EER10-75-HW_His2.xml | 3B_LosAngeles_HW_Historical_MostIntense_MostSevere_2018 | 3B_LosAngeles_HW_Historical_MostIntense_MostSevere_2018.epw | W-dbl-hvac-100roomac-EER10-75-HW_Mid1.xml | 3B_LosAngeles_HW_Midterm_Longest_2056 | 3B_LosAngeles_HW_Midterm_Longest_2056.epw | W-dbl-hvac-100roomac-EER10-75-TMY_USC.xml | USA_CA_Los.Angeles-USC.Campus.722874_TMYx.2009-2023 | USA_CA_Los.Angeles-USC.Campus.722874_TMYx.2009-2023.epw
W-dbl-hvac-100roomac-EER10-82-TMY.xml | W-dbl-hvac-100roomac-EER10-82-HW_His2.xml | 3B_LosAngeles_HW_Historical_MostIntense_MostSevere_2018 | 3B_LosAngeles_HW_Historical_MostIntense_MostSevere_2018.epw | W-dbl-hvac-100roomac-EER10-82-HW_Mid1.xml | 3B_LosAngeles_HW_Midterm_Longest_2056 | 3B_LosAngeles_HW_Midterm_Longest_2056.epw | W-dbl-hvac-100roomac-EER10-82-TMY_USC.xml | USA_CA_Los.Angeles-USC.Campus.722874_TMYx.2009-2023 | USA_CA_Los.Angeles-USC.Campus.722874_TMYx.2009-2023.epw
W-dbl-hvac-100roomac-EER12-75-TMY.xml | W-dbl-hvac-100roomac-EER12-75-HW_His2.xml | 3B_LosAngeles_HW_Historical_MostIntense_MostSevere_2018 | 3B_LosAngeles_HW_Historical_MostIntense_MostSevere_2018.epw | W-dbl-hvac-100roomac-EER12-75-HW_Mid1.xml | 3B_LosAngeles_HW_Midterm_Longest_2056 | 3B_LosAngeles_HW_Midterm_Longest_2056.epw | W-dbl-hvac-100roomac-EER12-75-TMY_USC.xml | USA_CA_Los.Angeles-USC.Campus.722874_TMYx.2009-2023 | USA_CA_Los.Angeles-USC.Campus.722874_TMYx.2009-2023.epw
W-dbl-hvac-100roomac-EER12-82-TMY.xml | W-dbl-hvac-100roomac-EER12-82-HW_His2.xml | 3B_LosAngeles_HW_Historical_MostIntense_MostSevere_2018 | 3B_LosAngeles_HW_Historical_MostIntense_MostSevere_2018.epw | W-dbl-hvac-100roomac-EER12-82-HW_Mid1.xml | 3B_LosAngeles_HW_Midterm_Longest_2056 | 3B_LosAngeles_HW_Midterm_Longest_2056.epw | W-dbl-hvac-100roomac-EER12-82-TMY_USC.xml | USA_CA_Los.Angeles-USC.Campus.722874_TMYx.2009-2023 | USA_CA_Los.Angeles-USC.Campus.722874_TMYx.2009-2023.epw
W-dbl-hvac-33roomac-EER10-75-TMY.xml | W-dbl-hvac-33roomac-EER10-75-HW_His2.xml | 3B_LosAngeles_HW_Historical_MostIntense_MostSevere_2018 | 3B_LosAngeles_HW_Historical_MostIntense_MostSevere_2018.epw | W-dbl-hvac-33roomac-EER10-75-HW_Mid1.xml | 3B_LosAngeles_HW_Midterm_Longest_2056 | 3B_LosAngeles_HW_Midterm_Longest_2056.epw | W-dbl-hvac-33roomac-EER10-75-TMY_USC.xml | USA_CA_Los.Angeles-USC.Campus.722874_TMYx.2009-2023 | USA_CA_Los.Angeles-USC.Campus.722874_TMYx.2009-2023.epw
W-dbl-hvac-33roomac-EER10-82-TMY.xml | W-dbl-hvac-33roomac-EER10-82-HW_His2.xml | 3B_LosAngeles_HW_Historical_MostIntense_MostSevere_2018 | 3B_LosAngeles_HW_Historical_MostIntense_MostSevere_2018.epw | W-dbl-hvac-33roomac-EER10-82-HW_Mid1.xml | 3B_LosAngeles_HW_Midterm_Longest_2056 | 3B_LosAngeles_HW_Midterm_Longest_2056.epw | W-dbl-hvac-33roomac-EER10-82-TMY_USC.xml | USA_CA_Los.Angeles-USC.Campus.722874_TMYx.2009-2023 | USA_CA_Los.Angeles-USC.Campus.722874_TMYx.2009-2023.epw
W-dbl-hvac-33roomac-EER12-75-TMY.xml | W-dbl-hvac-33roomac-EER12-75-HW_His2.xml | 3B_LosAngeles_HW_Historical_MostIntense_MostSevere_2018 | 3B_LosAngeles_HW_Historical_MostIntense_MostSevere_2018.epw | W-dbl-hvac-33roomac-EER12-75-HW_Mid1.xml | 3B_LosAngeles_HW_Midterm_Longest_2056 | 3B_LosAngeles_HW_Midterm_Longest_2056.epw | W-dbl-hvac-33roomac-EER12-75-TMY_USC.xml | USA_CA_Los.Angeles-USC.Campus.722874_TMYx.2009-2023 | USA_CA_Los.Angeles-USC.Campus.722874_TMYx.2009-2023.epw
W-dbl-hvac-33roomac-EER12-82-TMY.xml | W-dbl-hvac-33roomac-EER12-82-HW_His2.xml | 3B_LosAngeles_HW_Historical_MostIntense_MostSevere_2018 | 3B_LosAngeles_HW_Historical_MostIntense_MostSevere_2018.epw | W-dbl-hvac-33roomac-EER12-82-HW_Mid1.xml | 3B_LosAngeles_HW_Midterm_Longest_2056 | 3B_LosAngeles_HW_Midterm_Longest_2056.epw | W-dbl-hvac-33roomac-EER12-82-TMY_USC.xml | USA_CA_Los.Angeles-USC.Campus.722874_TMYx.2009-2023 | USA_CA_Los.Angeles-USC.Campus.722874_TMYx.2009-2023.epw
W-dbl-hvac-33roomac-EER12-oversize-75-TMY.xml | W-dbl-hvac-33roomac-EER12-oversize-75-HW_His2.xml | 3B_LosAngeles_HW_Historical_MostIntense_MostSevere_2018 | 3B_LosAngeles_HW_Historical_MostIntense_MostSevere_2018.epw | W-dbl-hvac-33roomac-EER12-oversize-75-HW_Mid1.xml | 3B_LosAngeles_HW_Midterm_Longest_2056 | 3B_LosAngeles_HW_Midterm_Longest_2056.epw | W-dbl-hvac-33roomac-EER12-oversize-75-TMY_USC.xml | USA_CA_Los.Angeles-USC.Campus.722874_TMYx.2009-2023 | USA_CA_Los.Angeles-USC.Campus.722874_TMYx.2009-2023.epw
W-dbl-hvac-33roomac-EER12-oversize-82-TMY.xml | W-dbl-hvac-33roomac-EER12-oversize-82-HW_His2.xml | 3B_LosAngeles_HW_Historical_MostIntense_MostSevere_2018 | 3B_LosAngeles_HW_Historical_MostIntense_MostSevere_2018.epw | W-dbl-hvac-33roomac-EER12-oversize-82-HW_Mid1.xml | 3B_LosAngeles_HW_Midterm_Longest_2056 | 3B_LosAngeles_HW_Midterm_Longest_2056.epw | W-dbl-hvac-33roomac-EER12-oversize-82-TMY_USC.xml | USA_CA_Los.Angeles-USC.Campus.722874_TMYx.2009-2023 | USA_CA_Los.Angeles-USC.Campus.722874_TMYx.2009-2023.epw
W-dbl-hvac-centralac-SEER13-75-TMY.xml | W-dbl-hvac-centralac-SEER13-75-HW_His2.xml | 3B_LosAngeles_HW_Historical_MostIntense_MostSevere_2018 | 3B_LosAngeles_HW_Historical_MostIntense_MostSevere_2018.epw | W-dbl-hvac-centralac-SEER13-75-HW_Mid1.xml | 3B_LosAngeles_HW_Midterm_Longest_2056 | 3B_LosAngeles_HW_Midterm_Longest_2056.epw | W-dbl-hvac-centralac-SEER13-75-TMY_USC.xml | USA_CA_Los.Angeles-USC.Campus.722874_TMYx.2009-2023 | USA_CA_Los.Angeles-USC.Campus.722874_TMYx.2009-2023.epw
W-dbl-hvac-centralac-SEER13-82-TMY.xml | W-dbl-hvac-centralac-SEER13-82-HW_His2.xml | 3B_LosAngeles_HW_Historical_MostIntense_MostSevere_2018 | 3B_LosAngeles_HW_Historical_MostIntense_MostSevere_2018.epw | W-dbl-hvac-centralac-SEER13-82-HW_Mid1.xml | 3B_LosAngeles_HW_Midterm_Longest_2056 | 3B_LosAngeles_HW_Midterm_Longest_2056.epw | W-dbl-hvac-centralac-SEER13-82-TMY_USC.xml | USA_CA_Los.Angeles-USC.Campus.722874_TMYx.2009-2023 | USA_CA_Los.Angeles-USC.Campus.722874_TMYx.2009-2023.epw
W-dbl-hvac-centralac-SEER20-75-TMY.xml | W-dbl-hvac-centralac-SEER20-75-HW_His2.xml | 3B_LosAngeles_HW_Historical_MostIntense_MostSevere_2018 | 3B_LosAngeles_HW_Historical_MostIntense_MostSevere_2018.epw | W-dbl-hvac-centralac-SEER20-75-HW_Mid1.xml | 3B_LosAngeles_HW_Midterm_Longest_2056 | 3B_LosAngeles_HW_Midterm_Longest_2056.epw | W-dbl-hvac-centralac-SEER20-75-TMY_USC.xml | USA_CA_Los.Angeles-USC.Campus.722874_TMYx.2009-2023 | USA_CA_Los.Angeles-USC.Campus.722874_TMYx.2009-2023.epw
W-dbl-hvac-centralac-SEER20-82-TMY.xml | W-dbl-hvac-centralac-SEER20-82-HW_His2.xml | 3B_LosAngeles_HW_Historical_MostIntense_MostSevere_2018 | 3B_LosAngeles_HW_Historical_MostIntense_MostSevere_2018.epw | W-dbl-hvac-centralac-SEER20-82-HW_Mid1.xml | 3B_LosAngeles_HW_Midterm_Longest_2056 | 3B_LosAngeles_HW_Midterm_Longest_2056.epw | W-dbl-hvac-centralac-SEER20-82-TMY_USC.xml | USA_CA_Los.Angeles-USC.Campus.722874_TMYx.2009-2023 | USA_CA_Los.Angeles-USC.Campus.722874_TMYx.2009-2023.epw
W-dbl-hvac-heatpump-SEER20-75-TMY.xml | W-dbl-hvac-heatpump-SEER20-75-HW_His2.xml | 3B_LosAngeles_HW_Historical_MostIntense_MostSevere_2018 | 3B_LosAngeles_HW_Historical_MostIntense_MostSevere_2018.epw | W-dbl-hvac-heatpump-SEER20-75-HW_Mid1.xml | 3B_LosAngeles_HW_Midterm_Longest_2056 | 3B_LosAngeles_HW_Midterm_Longest_2056.epw | W-dbl-hvac-heatpump-SEER20-75-TMY_USC.xml | USA_CA_Los.Angeles-USC.Campus.722874_TMYx.2009-2023 | USA_CA_Los.Angeles-USC.Campus.722874_TMYx.2009-2023.epw
W-dbl-hvac-heatpump-SEER20-82-TMY.xml | W-dbl-hvac-heatpump-SEER20-82-HW_His2.xml | 3B_LosAngeles_HW_Historical_MostIntense_MostSevere_2018 | 3B_LosAngeles_HW_Historical_MostIntense_MostSevere_2018.epw | W-dbl-hvac-heatpump-SEER20-82-HW_Mid1.xml | 3B_LosAngeles_HW_Midterm_Longest_2056 | 3B_LosAngeles_HW_Midterm_Longest_2056.epw | W-dbl-hvac-heatpump-SEER20-82-TMY_USC.xml | USA_CA_Los.Angeles-USC.Campus.722874_TMYx.2009-2023 | USA_CA_Los.Angeles-USC.Campus.722874_TMYx.2009-2023.epw
W-dbl-hvac-minisplit-SEER20-75-TMY.xml | W-dbl-hvac-minisplit-SEER20-75-HW_His2.xml | 3B_LosAngeles_HW_Historical_MostIntense_MostSevere_2018 | 3B_LosAngeles_HW_Historical_MostIntense_MostSevere_2018.epw | W-dbl-hvac-minisplit-SEER20-75-HW_Mid1.xml | 3B_LosAngeles_HW_Midterm_Longest_2056 | 3B_LosAngeles_HW_Midterm_Longest_2056.epw | W-dbl-hvac-minisplit-SEER20-75-TMY_USC.xml | USA_CA_Los.Angeles-USC.Campus.722874_TMYx.2009-2023 | USA_CA_Los.Angeles-USC.Campus.722874_TMYx.2009-2023.epw
W-dbl-hvac-minisplit-SEER20-82-TMY.xml | W-dbl-hvac-minisplit-SEER20-82-HW_His2.xml | 3B_LosAngeles_HW_Historical_MostIntense_MostSevere_2018 | 3B_LosAngeles_HW_Historical_MostIntense_MostSevere_2018.epw | W-dbl-hvac-minisplit-SEER20-82-HW_Mid1.xml | 3B_LosAngeles_HW_Midterm_Longest_2056 | 3B_LosAngeles_HW_Midterm_Longest_2056.epw | W-dbl-hvac-minisplit-SEER20-82-TMY_USC.xml | USA_CA_Los.Angeles-USC.Campus.722874_TMYx.2009-2023 | USA_CA_Los.Angeles-USC.Campus.722874_TMYx.2009-2023.epw
W-dbl-hvac-none-TMY.xml | W-dbl-hvac-none-HW_His2.xml | 3B_LosAngeles_HW_Historical_MostIntense_MostSevere_2018 | 3B_LosAngeles_HW_Historical_MostIntense_MostSevere_2018.epw | W-dbl-hvac-none-HW_Mid1.xml | 3B_LosAngeles_HW_Midterm_Longest_2056 | 3B_LosAngeles_HW_Midterm_Longest_2056.epw | W-dbl-hvac-none-TMY_USC.xml | USA_CA_Los.Angeles-USC.Campus.722874_TMYx.2009-2023 | USA_CA_Los.Angeles-USC.Campus.722874_TMYx.2009-2023.epw
W-dbl-R-hvac-100roomac-EER10-75-TMY.xml | W-dbl-R-hvac-100roomac-EER10-75-HW_His2.xml | 3B_LosAngeles_HW_Historical_MostIntense_MostSevere_2018 | 3B_LosAngeles_HW_Historical_MostIntense_MostSevere_2018.epw | W-dbl-R-hvac-100roomac-EER10-75-HW_Mid1.xml | 3B_LosAngeles_HW_Midterm_Longest_2056 | 3B_LosAngeles_HW_Midterm_Longest_2056.epw | W-dbl-R-hvac-100roomac-EER10-75-TMY_USC.xml | USA_CA_Los.Angeles-USC.Campus.722874_TMYx.2009-2023 | USA_CA_Los.Angeles-USC.Campus.722874_TMYx.2009-2023.epw
W-dbl-R-hvac-100roomac-EER10-82-TMY.xml | W-dbl-R-hvac-100roomac-EER10-82-HW_His2.xml | 3B_LosAngeles_HW_Historical_MostIntense_MostSevere_2018 | 3B_LosAngeles_HW_Historical_MostIntense_MostSevere_2018.epw | W-dbl-R-hvac-100roomac-EER10-82-HW_Mid1.xml | 3B_LosAngeles_HW_Midterm_Longest_2056 | 3B_LosAngeles_HW_Midterm_Longest_2056.epw | W-dbl-R-hvac-100roomac-EER10-82-TMY_USC.xml | USA_CA_Los.Angeles-USC.Campus.722874_TMYx.2009-2023 | USA_CA_Los.Angeles-USC.Campus.722874_TMYx.2009-2023.epw
W-dbl-R-hvac-100roomac-EER12-75-TMY.xml | W-dbl-R-hvac-100roomac-EER12-75-HW_His2.xml | 3B_LosAngeles_HW_Historical_MostIntense_MostSevere_2018 | 3B_LosAngeles_HW_Historical_MostIntense_MostSevere_2018.epw | W-dbl-R-hvac-100roomac-EER12-75-HW_Mid1.xml | 3B_LosAngeles_HW_Midterm_Longest_2056 | 3B_LosAngeles_HW_Midterm_Longest_2056.epw | W-dbl-R-hvac-100roomac-EER12-75-TMY_USC.xml | USA_CA_Los.Angeles-USC.Campus.722874_TMYx.2009-2023 | USA_CA_Los.Angeles-USC.Campus.722874_TMYx.2009-2023.epw
W-dbl-R-hvac-100roomac-EER12-82-TMY.xml | W-dbl-R-hvac-100roomac-EER12-82-HW_His2.xml | 3B_LosAngeles_HW_Historical_MostIntense_MostSevere_2018 | 3B_LosAngeles_HW_Historical_MostIntense_MostSevere_2018.epw | W-dbl-R-hvac-100roomac-EER12-82-HW_Mid1.xml | 3B_LosAngeles_HW_Midterm_Longest_2056 | 3B_LosAngeles_HW_Midterm_Longest_2056.epw | W-dbl-R-hvac-100roomac-EER12-82-TMY_USC.xml | USA_CA_Los.Angeles-USC.Campus.722874_TMYx.2009-2023 | USA_CA_Los.Angeles-USC.Campus.722874_TMYx.2009-2023.epw
W-dbl-R-hvac-33roomac-EER10-75-TMY.xml | W-dbl-R-hvac-33roomac-EER10-75-HW_His2.xml | 3B_LosAngeles_HW_Historical_MostIntense_MostSevere_2018 | 3B_LosAngeles_HW_Historical_MostIntense_MostSevere_2018.epw | W-dbl-R-hvac-33roomac-EER10-75-HW_Mid1.xml | 3B_LosAngeles_HW_Midterm_Longest_2056 | 3B_LosAngeles_HW_Midterm_Longest_2056.epw | W-dbl-R-hvac-33roomac-EER10-75-TMY_USC.xml | USA_CA_Los.Angeles-USC.Campus.722874_TMYx.2009-2023 | USA_CA_Los.Angeles-USC.Campus.722874_TMYx.2009-2023.epw
W-dbl-R-hvac-33roomac-EER10-82-TMY.xml | W-dbl-R-hvac-33roomac-EER10-82-HW_His2.xml | 3B_LosAngeles_HW_Historical_MostIntense_MostSevere_2018 | 3B_LosAngeles_HW_Historical_MostIntense_MostSevere_2018.epw | W-dbl-R-hvac-33roomac-EER10-82-HW_Mid1.xml | 3B_LosAngeles_HW_Midterm_Longest_2056 | 3B_LosAngeles_HW_Midterm_Longest_2056.epw | W-dbl-R-hvac-33roomac-EER10-82-TMY_USC.xml | USA_CA_Los.Angeles-USC.Campus.722874_TMYx.2009-2023 | USA_CA_Los.Angeles-USC.Campus.722874_TMYx.2009-2023.epw
W-dbl-R-hvac-33roomac-EER12-75-TMY.xml | W-dbl-R-hvac-33roomac-EER12-75-HW_His2.xml | 3B_LosAngeles_HW_Historical_MostIntense_MostSevere_2018 | 3B_LosAngeles_HW_Historical_MostIntense_MostSevere_2018.epw | W-dbl-R-hvac-33roomac-EER12-75-HW_Mid1.xml | 3B_LosAngeles_HW_Midterm_Longest_2056 | 3B_LosAngeles_HW_Midterm_Longest_2056.epw | W-dbl-R-hvac-33roomac-EER12-75-TMY_USC.xml | USA_CA_Los.Angeles-USC.Campus.722874_TMYx.2009-2023 | USA_CA_Los.Angeles-USC.Campus.722874_TMYx.2009-2023.epw
W-dbl-R-hvac-33roomac-EER12-82-TMY.xml | W-dbl-R-hvac-33roomac-EER12-82-HW_His2.xml | 3B_LosAngeles_HW_Historical_MostIntense_MostSevere_2018 | 3B_LosAngeles_HW_Historical_MostIntense_MostSevere_2018.epw | W-dbl-R-hvac-33roomac-EER12-82-HW_Mid1.xml | 3B_LosAngeles_HW_Midterm_Longest_2056 | 3B_LosAngeles_HW_Midterm_Longest_2056.epw | W-dbl-R-hvac-33roomac-EER12-82-TMY_USC.xml | USA_CA_Los.Angeles-USC.Campus.722874_TMYx.2009-2023 | USA_CA_Los.Angeles-USC.Campus.722874_TMYx.2009-2023.epw
W-dbl-R-hvac-33roomac-EER12-oversize-75-TMY.xml | W-dbl-R-hvac-33roomac-EER12-oversize-75-HW_His2.xml | 3B_LosAngeles_HW_Historical_MostIntense_MostSevere_2018 | 3B_LosAngeles_HW_Historical_MostIntense_MostSevere_2018.epw | W-dbl-R-hvac-33roomac-EER12-oversize-75-HW_Mid1.xml | 3B_LosAngeles_HW_Midterm_Longest_2056 | 3B_LosAngeles_HW_Midterm_Longest_2056.epw | W-dbl-R-hvac-33roomac-EER12-oversize-75-TMY_USC.xml | USA_CA_Los.Angeles-USC.Campus.722874_TMYx.2009-2023 | USA_CA_Los.Angeles-USC.Campus.722874_TMYx.2009-2023.epw
W-dbl-R-hvac-33roomac-EER12-oversize-82-TMY.xml | W-dbl-R-hvac-33roomac-EER12-oversize-82-HW_His2.xml | 3B_LosAngeles_HW_Historical_MostIntense_MostSevere_2018 | 3B_LosAngeles_HW_Historical_MostIntense_MostSevere_2018.epw | W-dbl-R-hvac-33roomac-EER12-oversize-82-HW_Mid1.xml | 3B_LosAngeles_HW_Midterm_Longest_2056 | 3B_LosAngeles_HW_Midterm_Longest_2056.epw | W-dbl-R-hvac-33roomac-EER12-oversize-82-TMY_USC.xml | USA_CA_Los.Angeles-USC.Campus.722874_TMYx.2009-2023 | USA_CA_Los.Angeles-USC.Campus.722874_TMYx.2009-2023.epw
W-dbl-R-hvac-centralac-SEER13-75-TMY.xml | W-dbl-R-hvac-centralac-SEER13-75-HW_His2.xml | 3B_LosAngeles_HW_Historical_MostIntense_MostSevere_2018 | 3B_LosAngeles_HW_Historical_MostIntense_MostSevere_2018.epw | W-dbl-R-hvac-centralac-SEER13-75-HW_Mid1.xml | 3B_LosAngeles_HW_Midterm_Longest_2056 | 3B_LosAngeles_HW_Midterm_Longest_2056.epw | W-dbl-R-hvac-centralac-SEER13-75-TMY_USC.xml | USA_CA_Los.Angeles-USC.Campus.722874_TMYx.2009-2023 | USA_CA_Los.Angeles-USC.Campus.722874_TMYx.2009-2023.epw
W-dbl-R-hvac-centralac-SEER13-82-TMY.xml | W-dbl-R-hvac-centralac-SEER13-82-HW_His2.xml | 3B_LosAngeles_HW_Historical_MostIntense_MostSevere_2018 | 3B_LosAngeles_HW_Historical_MostIntense_MostSevere_2018.epw | W-dbl-R-hvac-centralac-SEER13-82-HW_Mid1.xml | 3B_LosAngeles_HW_Midterm_Longest_2056 | 3B_LosAngeles_HW_Midterm_Longest_2056.epw | W-dbl-R-hvac-centralac-SEER13-82-TMY_USC.xml | USA_CA_Los.Angeles-USC.Campus.722874_TMYx.2009-2023 | USA_CA_Los.Angeles-USC.Campus.722874_TMYx.2009-2023.epw
W-dbl-R-hvac-centralac-SEER20-75-TMY.xml | W-dbl-R-hvac-centralac-SEER20-75-HW_His2.xml | 3B_LosAngeles_HW_Historical_MostIntense_MostSevere_2018 | 3B_LosAngeles_HW_Historical_MostIntense_MostSevere_2018.epw | W-dbl-R-hvac-centralac-SEER20-75-HW_Mid1.xml | 3B_LosAngeles_HW_Midterm_Longest_2056 | 3B_LosAngeles_HW_Midterm_Longest_2056.epw | W-dbl-R-hvac-centralac-SEER20-75-TMY_USC.xml | USA_CA_Los.Angeles-USC.Campus.722874_TMYx.2009-2023 | USA_CA_Los.Angeles-USC.Campus.722874_TMYx.2009-2023.epw
W-dbl-R-hvac-centralac-SEER20-82-TMY.xml | W-dbl-R-hvac-centralac-SEER20-82-HW_His2.xml | 3B_LosAngeles_HW_Historical_MostIntense_MostSevere_2018 | 3B_LosAngeles_HW_Historical_MostIntense_MostSevere_2018.epw | W-dbl-R-hvac-centralac-SEER20-82-HW_Mid1.xml | 3B_LosAngeles_HW_Midterm_Longest_2056 | 3B_LosAngeles_HW_Midterm_Longest_2056.epw | W-dbl-R-hvac-centralac-SEER20-82-TMY_USC.xml | USA_CA_Los.Angeles-USC.Campus.722874_TMYx.2009-2023 | USA_CA_Los.Angeles-USC.Campus.722874_TMYx.2009-2023.epw
W-dbl-R-hvac-heatpump-SEER20-75-TMY.xml | W-dbl-R-hvac-heatpump-SEER20-75-HW_His2.xml | 3B_LosAngeles_HW_Historical_MostIntense_MostSevere_2018 | 3B_LosAngeles_HW_Historical_MostIntense_MostSevere_2018.epw | W-dbl-R-hvac-heatpump-SEER20-75-HW_Mid1.xml | 3B_LosAngeles_HW_Midterm_Longest_2056 | 3B_LosAngeles_HW_Midterm_Longest_2056.epw | W-dbl-R-hvac-heatpump-SEER20-75-TMY_USC.xml | USA_CA_Los.Angeles-USC.Campus.722874_TMYx.2009-2023 | USA_CA_Los.Angeles-USC.Campus.722874_TMYx.2009-2023.epw
W-dbl-R-hvac-heatpump-SEER20-82-TMY.xml | W-dbl-R-hvac-heatpump-SEER20-82-HW_His2.xml | 3B_LosAngeles_HW_Historical_MostIntense_MostSevere_2018 | 3B_LosAngeles_HW_Historical_MostIntense_MostSevere_2018.epw | W-dbl-R-hvac-heatpump-SEER20-82-HW_Mid1.xml | 3B_LosAngeles_HW_Midterm_Longest_2056 | 3B_LosAngeles_HW_Midterm_Longest_2056.epw | W-dbl-R-hvac-heatpump-SEER20-82-TMY_USC.xml | USA_CA_Los.Angeles-USC.Campus.722874_TMYx.2009-2023 | USA_CA_Los.Angeles-USC.Campus.722874_TMYx.2009-2023.epw
W-dbl-R-hvac-minisplit-SEER20-75-TMY.xml | W-dbl-R-hvac-minisplit-SEER20-75-HW_His2.xml | 3B_LosAngeles_HW_Historical_MostIntense_MostSevere_2018 | 3B_LosAngeles_HW_Historical_MostIntense_MostSevere_2018.epw | W-dbl-R-hvac-minisplit-SEER20-75-HW_Mid1.xml | 3B_LosAngeles_HW_Midterm_Longest_2056 | 3B_LosAngeles_HW_Midterm_Longest_2056.epw | W-dbl-R-hvac-minisplit-SEER20-75-TMY_USC.xml | USA_CA_Los.Angeles-USC.Campus.722874_TMYx.2009-2023 | USA_CA_Los.Angeles-USC.Campus.722874_TMYx.2009-2023.epw
W-dbl-R-hvac-minisplit-SEER20-82-TMY.xml | W-dbl-R-hvac-minisplit-SEER20-82-HW_His2.xml | 3B_LosAngeles_HW_Historical_MostIntense_MostSevere_2018 | 3B_LosAngeles_HW_Historical_MostIntense_MostSevere_2018.epw | W-dbl-R-hvac-minisplit-SEER20-82-HW_Mid1.xml | 3B_LosAngeles_HW_Midterm_Longest_2056 | 3B_LosAngeles_HW_Midterm_Longest_2056.epw | W-dbl-R-hvac-minisplit-SEER20-82-TMY_USC.xml | USA_CA_Los.Angeles-USC.Campus.722874_TMYx.2009-2023 | USA_CA_Los.Angeles-USC.Campus.722874_TMYx.2009-2023.epw
W-dbl-R-hvac-none-TMY.xml | W-dbl-R-hvac-none-HW_His2.xml | 3B_LosAngeles_HW_Historical_MostIntense_MostSevere_2018 | 3B_LosAngeles_HW_Historical_MostIntense_MostSevere_2018.epw | W-dbl-R-hvac-none-HW_Mid1.xml | 3B_LosAngeles_HW_Midterm_Longest_2056 | 3B_LosAngeles_HW_Midterm_Longest_2056.epw | W-dbl-R-hvac-none-TMY_USC.xml | USA_CA_Los.Angeles-USC.Campus.722874_TMYx.2009-2023 | USA_CA_Los.Angeles-USC.Campus.722874_TMYx.2009-2023.epw
W-tri-hvac-100roomac-EER10-75-TMY.xml | W-tri-hvac-100roomac-EER10-75-HW_His2.xml | 3B_LosAngeles_HW_Historical_MostIntense_MostSevere_2018 | 3B_LosAngeles_HW_Historical_MostIntense_MostSevere_2018.epw | W-tri-hvac-100roomac-EER10-75-HW_Mid1.xml | 3B_LosAngeles_HW_Midterm_Longest_2056 | 3B_LosAngeles_HW_Midterm_Longest_2056.epw | W-tri-hvac-100roomac-EER10-75-TMY_USC.xml | USA_CA_Los.Angeles-USC.Campus.722874_TMYx.2009-2023 | USA_CA_Los.Angeles-USC.Campus.722874_TMYx.2009-2023.epw
W-tri-hvac-100roomac-EER10-82-TMY.xml | W-tri-hvac-100roomac-EER10-82-HW_His2.xml | 3B_LosAngeles_HW_Historical_MostIntense_MostSevere_2018 | 3B_LosAngeles_HW_Historical_MostIntense_MostSevere_2018.epw | W-tri-hvac-100roomac-EER10-82-HW_Mid1.xml | 3B_LosAngeles_HW_Midterm_Longest_2056 | 3B_LosAngeles_HW_Midterm_Longest_2056.epw | W-tri-hvac-100roomac-EER10-82-TMY_USC.xml | USA_CA_Los.Angeles-USC.Campus.722874_TMYx.2009-2023 | USA_CA_Los.Angeles-USC.Campus.722874_TMYx.2009-2023.epw
W-tri-hvac-100roomac-EER12-75-TMY.xml | W-tri-hvac-100roomac-EER12-75-HW_His2.xml | 3B_LosAngeles_HW_Historical_MostIntense_MostSevere_2018 | 3B_LosAngeles_HW_Historical_MostIntense_MostSevere_2018.epw | W-tri-hvac-100roomac-EER12-75-HW_Mid1.xml | 3B_LosAngeles_HW_Midterm_Longest_2056 | 3B_LosAngeles_HW_Midterm_Longest_2056.epw | W-tri-hvac-100roomac-EER12-75-TMY_USC.xml | USA_CA_Los.Angeles-USC.Campus.722874_TMYx.2009-2023 | USA_CA_Los.Angeles-USC.Campus.722874_TMYx.2009-2023.epw
W-tri-hvac-100roomac-EER12-82-TMY.xml | W-tri-hvac-100roomac-EER12-82-HW_His2.xml | 3B_LosAngeles_HW_Historical_MostIntense_MostSevere_2018 | 3B_LosAngeles_HW_Historical_MostIntense_MostSevere_2018.epw | W-tri-hvac-100roomac-EER12-82-HW_Mid1.xml | 3B_LosAngeles_HW_Midterm_Longest_2056 | 3B_LosAngeles_HW_Midterm_Longest_2056.epw | W-tri-hvac-100roomac-EER12-82-TMY_USC.xml | USA_CA_Los.Angeles-USC.Campus.722874_TMYx.2009-2023 | USA_CA_Los.Angeles-USC.Campus.722874_TMYx.2009-2023.epw
W-tri-hvac-33roomac-EER10-75-TMY.xml | W-tri-hvac-33roomac-EER10-75-HW_His2.xml | 3B_LosAngeles_HW_Historical_MostIntense_MostSevere_2018 | 3B_LosAngeles_HW_Historical_MostIntense_MostSevere_2018.epw | W-tri-hvac-33roomac-EER10-75-HW_Mid1.xml | 3B_LosAngeles_HW_Midterm_Longest_2056 | 3B_LosAngeles_HW_Midterm_Longest_2056.epw | W-tri-hvac-33roomac-EER10-75-TMY_USC.xml | USA_CA_Los.Angeles-USC.Campus.722874_TMYx.2009-2023 | USA_CA_Los.Angeles-USC.Campus.722874_TMYx.2009-2023.epw
W-tri-hvac-33roomac-EER10-82-TMY.xml | W-tri-hvac-33roomac-EER10-82-HW_His2.xml | 3B_LosAngeles_HW_Historical_MostIntense_MostSevere_2018 | 3B_LosAngeles_HW_Historical_MostIntense_MostSevere_2018.epw | W-tri-hvac-33roomac-EER10-82-HW_Mid1.xml | 3B_LosAngeles_HW_Midterm_Longest_2056 | 3B_LosAngeles_HW_Midterm_Longest_2056.epw | W-tri-hvac-33roomac-EER10-82-TMY_USC.xml | USA_CA_Los.Angeles-USC.Campus.722874_TMYx.2009-2023 | USA_CA_Los.Angeles-USC.Campus.722874_TMYx.2009-2023.epw
W-tri-hvac-33roomac-EER12-75-TMY.xml | W-tri-hvac-33roomac-EER12-75-HW_His2.xml | 3B_LosAngeles_HW_Historical_MostIntense_MostSevere_2018 | 3B_LosAngeles_HW_Historical_MostIntense_MostSevere_2018.epw | W-tri-hvac-33roomac-EER12-75-HW_Mid1.xml | 3B_LosAngeles_HW_Midterm_Longest_2056 | 3B_LosAngeles_HW_Midterm_Longest_2056.epw | W-tri-hvac-33roomac-EER12-75-TMY_USC.xml | USA_CA_Los.Angeles-USC.Campus.722874_TMYx.2009-2023 | USA_CA_Los.Angeles-USC.Campus.722874_TMYx.2009-2023.epw
W-tri-hvac-33roomac-EER12-82-TMY.xml | W-tri-hvac-33roomac-EER12-82-HW_His2.xml | 3B_LosAngeles_HW_Historical_MostIntense_MostSevere_2018 | 3B_LosAngeles_HW_Historical_MostIntense_MostSevere_2018.epw | W-tri-hvac-33roomac-EER12-82-HW_Mid1.xml | 3B_LosAngeles_HW_Midterm_Longest_2056 | 3B_LosAngeles_HW_Midterm_Longest_2056.epw | W-tri-hvac-33roomac-EER12-82-TMY_USC.xml | USA_CA_Los.Angeles-USC.Campus.722874_TMYx.2009-2023 | USA_CA_Los.Angeles-USC.Campus.722874_TMYx.2009-2023.epw
W-tri-hvac-33roomac-EER12-oversize-75-TMY.xml | W-tri-hvac-33roomac-EER12-oversize-75-HW_His2.xml | 3B_LosAngeles_HW_Historical_MostIntense_MostSevere_2018 | 3B_LosAngeles_HW_Historical_MostIntense_MostSevere_2018.epw | W-tri-hvac-33roomac-EER12-oversize-75-HW_Mid1.xml | 3B_LosAngeles_HW_Midterm_Longest_2056 | 3B_LosAngeles_HW_Midterm_Longest_2056.epw | W-tri-hvac-33roomac-EER12-oversize-75-TMY_USC.xml | USA_CA_Los.Angeles-USC.Campus.722874_TMYx.2009-2023 | USA_CA_Los.Angeles-USC.Campus.722874_TMYx.2009-2023.epw
W-tri-hvac-33roomac-EER12-oversize-82-TMY.xml | W-tri-hvac-33roomac-EER12-oversize-82-HW_His2.xml | 3B_LosAngeles_HW_Historical_MostIntense_MostSevere_2018 | 3B_LosAngeles_HW_Historical_MostIntense_MostSevere_2018.epw | W-tri-hvac-33roomac-EER12-oversize-82-HW_Mid1.xml | 3B_LosAngeles_HW_Midterm_Longest_2056 | 3B_LosAngeles_HW_Midterm_Longest_2056.epw | W-tri-hvac-33roomac-EER12-oversize-82-TMY_USC.xml | USA_CA_Los.Angeles-USC.Campus.722874_TMYx.2009-2023 | USA_CA_Los.Angeles-USC.Campus.722874_TMYx.2009-2023.epw
W-tri-hvac-centralac-SEER13-75-TMY.xml | W-tri-hvac-centralac-SEER13-75-HW_His2.xml | 3B_LosAngeles_HW_Historical_MostIntense_MostSevere_2018 | 3B_LosAngeles_HW_Historical_MostIntense_MostSevere_2018.epw | W-tri-hvac-centralac-SEER13-75-HW_Mid1.xml | 3B_LosAngeles_HW_Midterm_Longest_2056 | 3B_LosAngeles_HW_Midterm_Longest_2056.epw | W-tri-hvac-centralac-SEER13-75-TMY_USC.xml | USA_CA_Los.Angeles-USC.Campus.722874_TMYx.2009-2023 | USA_CA_Los.Angeles-USC.Campus.722874_TMYx.2009-2023.epw
W-tri-hvac-centralac-SEER13-82-TMY.xml | W-tri-hvac-centralac-SEER13-82-HW_His2.xml | 3B_LosAngeles_HW_Historical_MostIntense_MostSevere_2018 | 3B_LosAngeles_HW_Historical_MostIntense_MostSevere_2018.epw | W-tri-hvac-centralac-SEER13-82-HW_Mid1.xml | 3B_LosAngeles_HW_Midterm_Longest_2056 | 3B_LosAngeles_HW_Midterm_Longest_2056.epw | W-tri-hvac-centralac-SEER13-82-TMY_USC.xml | USA_CA_Los.Angeles-USC.Campus.722874_TMYx.2009-2023 | USA_CA_Los.Angeles-USC.Campus.722874_TMYx.2009-2023.epw
W-tri-hvac-centralac-SEER20-75-TMY.xml | W-tri-hvac-centralac-SEER20-75-HW_His2.xml | 3B_LosAngeles_HW_Historical_MostIntense_MostSevere_2018 | 3B_LosAngeles_HW_Historical_MostIntense_MostSevere_2018.epw | W-tri-hvac-centralac-SEER20-75-HW_Mid1.xml | 3B_LosAngeles_HW_Midterm_Longest_2056 | 3B_LosAngeles_HW_Midterm_Longest_2056.epw | W-tri-hvac-centralac-SEER20-75-TMY_USC.xml | USA_CA_Los.Angeles-USC.Campus.722874_TMYx.2009-2023 | USA_CA_Los.Angeles-USC.Campus.722874_TMYx.2009-2023.epw
W-tri-hvac-centralac-SEER20-82-TMY.xml | W-tri-hvac-centralac-SEER20-82-HW_His2.xml | 3B_LosAngeles_HW_Historical_MostIntense_MostSevere_2018 | 3B_LosAngeles_HW_Historical_MostIntense_MostSevere_2018.epw | W-tri-hvac-centralac-SEER20-82-HW_Mid1.xml | 3B_LosAngeles_HW_Midterm_Longest_2056 | 3B_LosAngeles_HW_Midterm_Longest_2056.epw | W-tri-hvac-centralac-SEER20-82-TMY_USC.xml | USA_CA_Los.Angeles-USC.Campus.722874_TMYx.2009-2023 | USA_CA_Los.Angeles-USC.Campus.722874_TMYx.2009-2023.epw
W-tri-hvac-heatpump-SEER20-75-TMY.xml | W-tri-hvac-heatpump-SEER20-75-HW_His2.xml | 3B_LosAngeles_HW_Historical_MostIntense_MostSevere_2018 | 3B_LosAngeles_HW_Historical_MostIntense_MostSevere_2018.epw | W-tri-hvac-heatpump-SEER20-75-HW_Mid1.xml | 3B_LosAngeles_HW_Midterm_Longest_2056 | 3B_LosAngeles_HW_Midterm_Longest_2056.epw | W-tri-hvac-heatpump-SEER20-75-TMY_USC.xml | USA_CA_Los.Angeles-USC.Campus.722874_TMYx.2009-2023 | USA_CA_Los.Angeles-USC.Campus.722874_TMYx.2009-2023.epw
W-tri-hvac-heatpump-SEER20-82-TMY.xml | W-tri-hvac-heatpump-SEER20-82-HW_His2.xml | 3B_LosAngeles_HW_Historical_MostIntense_MostSevere_2018 | 3B_LosAngeles_HW_Historical_MostIntense_MostSevere_2018.epw | W-tri-hvac-heatpump-SEER20-82-HW_Mid1.xml | 3B_LosAngeles_HW_Midterm_Longest_2056 | 3B_LosAngeles_HW_Midterm_Longest_2056.epw | W-tri-hvac-heatpump-SEER20-82-TMY_USC.xml | USA_CA_Los.Angeles-USC.Campus.722874_TMYx.2009-2023 | USA_CA_Los.Angeles-USC.Campus.722874_TMYx.2009-2023.epw
W-tri-hvac-minisplit-SEER20-75-TMY.xml | W-tri-hvac-minisplit-SEER20-75-HW_His2.xml | 3B_LosAngeles_HW_Historical_MostIntense_MostSevere_2018 | 3B_LosAngeles_HW_Historical_MostIntense_MostSevere_2018.epw | W-tri-hvac-minisplit-SEER20-75-HW_Mid1.xml | 3B_LosAngeles_HW_Midterm_Longest_2056 | 3B_LosAngeles_HW_Midterm_Longest_2056.epw | W-tri-hvac-minisplit-SEER20-75-TMY_USC.xml | USA_CA_Los.Angeles-USC.Campus.722874_TMYx.2009-2023 | USA_CA_Los.Angeles-USC.Campus.722874_TMYx.2009-2023.epw
W-tri-hvac-minisplit-SEER20-82-TMY.xml | W-tri-hvac-minisplit-SEER20-82-HW_His2.xml | 3B_LosAngeles_HW_Historical_MostIntense_MostSevere_2018 | 3B_LosAngeles_HW_Historical_MostIntense_MostSevere_2018.epw | W-tri-hvac-minisplit-SEER20-82-HW_Mid1.xml | 3B_LosAngeles_HW_Midterm_Longest_2056 | 3B_LosAngeles_HW_Midterm_Longest_2056.epw | W-tri-hvac-minisplit-SEER20-82-TMY_USC.xml | USA_CA_Los.Angeles-USC.Campus.722874_TMYx.2009-2023 | USA_CA_Los.Angeles-USC.Campus.722874_TMYx.2009-2023.epw
W-tri-hvac-none-TMY.xml | W-tri-hvac-none-HW_His2.xml | 3B_LosAngeles_HW_Historical_MostIntense_MostSevere_2018 | 3B_LosAngeles_HW_Historical_MostIntense_MostSevere_2018.epw | W-tri-hvac-none-HW_Mid1.xml | 3B_LosAngeles_HW_Midterm_Longest_2056 | 3B_LosAngeles_HW_Midterm_Longest_2056.epw | W-tri-hvac-none-TMY_USC.xml | USA_CA_Los.Angeles-USC.Campus.722874_TMYx.2009-2023 | USA_CA_Los.Angeles-USC.Campus.722874_TMYx.2009-2023.epw
W-tri-R-hvac-100roomac-EER10-75-TMY.xml | W-tri-R-hvac-100roomac-EER10-75-HW_His2.xml | 3B_LosAngeles_HW_Historical_MostIntense_MostSevere_2018 | 3B_LosAngeles_HW_Historical_MostIntense_MostSevere_2018.epw | W-tri-R-hvac-100roomac-EER10-75-HW_Mid1.xml | 3B_LosAngeles_HW_Midterm_Longest_2056 | 3B_LosAngeles_HW_Midterm_Longest_2056.epw | W-tri-R-hvac-100roomac-EER10-75-TMY_USC.xml | USA_CA_Los.Angeles-USC.Campus.722874_TMYx.2009-2023 | USA_CA_Los.Angeles-USC.Campus.722874_TMYx.2009-2023.epw
W-tri-R-hvac-100roomac-EER10-82-TMY.xml | W-tri-R-hvac-100roomac-EER10-82-HW_His2.xml | 3B_LosAngeles_HW_Historical_MostIntense_MostSevere_2018 | 3B_LosAngeles_HW_Historical_MostIntense_MostSevere_2018.epw | W-tri-R-hvac-100roomac-EER10-82-HW_Mid1.xml | 3B_LosAngeles_HW_Midterm_Longest_2056 | 3B_LosAngeles_HW_Midterm_Longest_2056.epw | W-tri-R-hvac-100roomac-EER10-82-TMY_USC.xml | USA_CA_Los.Angeles-USC.Campus.722874_TMYx.2009-2023 | USA_CA_Los.Angeles-USC.Campus.722874_TMYx.2009-2023.epw
W-tri-R-hvac-100roomac-EER12-75-TMY.xml | W-tri-R-hvac-100roomac-EER12-75-HW_His2.xml | 3B_LosAngeles_HW_Historical_MostIntense_MostSevere_2018 | 3B_LosAngeles_HW_Historical_MostIntense_MostSevere_2018.epw | W-tri-R-hvac-100roomac-EER12-75-HW_Mid1.xml | 3B_LosAngeles_HW_Midterm_Longest_2056 | 3B_LosAngeles_HW_Midterm_Longest_2056.epw | W-tri-R-hvac-100roomac-EER12-75-TMY_USC.xml | USA_CA_Los.Angeles-USC.Campus.722874_TMYx.2009-2023 | USA_CA_Los.Angeles-USC.Campus.722874_TMYx.2009-2023.epw
W-tri-R-hvac-100roomac-EER12-82-TMY.xml | W-tri-R-hvac-100roomac-EER12-82-HW_His2.xml | 3B_LosAngeles_HW_Historical_MostIntense_MostSevere_2018 | 3B_LosAngeles_HW_Historical_MostIntense_MostSevere_2018.epw | W-tri-R-hvac-100roomac-EER12-82-HW_Mid1.xml | 3B_LosAngeles_HW_Midterm_Longest_2056 | 3B_LosAngeles_HW_Midterm_Longest_2056.epw | W-tri-R-hvac-100roomac-EER12-82-TMY_USC.xml | USA_CA_Los.Angeles-USC.Campus.722874_TMYx.2009-2023 | USA_CA_Los.Angeles-USC.Campus.722874_TMYx.2009-2023.epw
W-tri-R-hvac-33roomac-EER10-75-TMY.xml | W-tri-R-hvac-33roomac-EER10-75-HW_His2.xml | 3B_LosAngeles_HW_Historical_MostIntense_MostSevere_2018 | 3B_LosAngeles_HW_Historical_MostIntense_MostSevere_2018.epw | W-tri-R-hvac-33roomac-EER10-75-HW_Mid1.xml | 3B_LosAngeles_HW_Midterm_Longest_2056 | 3B_LosAngeles_HW_Midterm_Longest_2056.epw | W-tri-R-hvac-33roomac-EER10-75-TMY_USC.xml | USA_CA_Los.Angeles-USC.Campus.722874_TMYx.2009-2023 | USA_CA_Los.Angeles-USC.Campus.722874_TMYx.2009-2023.epw
W-tri-R-hvac-33roomac-EER10-82-TMY.xml | W-tri-R-hvac-33roomac-EER10-82-HW_His2.xml | 3B_LosAngeles_HW_Historical_MostIntense_MostSevere_2018 | 3B_LosAngeles_HW_Historical_MostIntense_MostSevere_2018.epw | W-tri-R-hvac-33roomac-EER10-82-HW_Mid1.xml | 3B_LosAngeles_HW_Midterm_Longest_2056 | 3B_LosAngeles_HW_Midterm_Longest_2056.epw | W-tri-R-hvac-33roomac-EER10-82-TMY_USC.xml | USA_CA_Los.Angeles-USC.Campus.722874_TMYx.2009-2023 | USA_CA_Los.Angeles-USC.Campus.722874_TMYx.2009-2023.epw
W-tri-R-hvac-33roomac-EER12-75-TMY.xml | W-tri-R-hvac-33roomac-EER12-75-HW_His2.xml | 3B_LosAngeles_HW_Historical_MostIntense_MostSevere_2018 | 3B_LosAngeles_HW_Historical_MostIntense_MostSevere_2018.epw | W-tri-R-hvac-33roomac-EER12-75-HW_Mid1.xml | 3B_LosAngeles_HW_Midterm_Longest_2056 | 3B_LosAngeles_HW_Midterm_Longest_2056.epw | W-tri-R-hvac-33roomac-EER12-75-TMY_USC.xml | USA_CA_Los.Angeles-USC.Campus.722874_TMYx.2009-2023 | USA_CA_Los.Angeles-USC.Campus.722874_TMYx.2009-2023.epw
W-tri-R-hvac-33roomac-EER12-82-TMY.xml | W-tri-R-hvac-33roomac-EER12-82-HW_His2.xml | 3B_LosAngeles_HW_Historical_MostIntense_MostSevere_2018 | 3B_LosAngeles_HW_Historical_MostIntense_MostSevere_2018.epw | W-tri-R-hvac-33roomac-EER12-82-HW_Mid1.xml | 3B_LosAngeles_HW_Midterm_Longest_2056 | 3B_LosAngeles_HW_Midterm_Longest_2056.epw | W-tri-R-hvac-33roomac-EER12-82-TMY_USC.xml | USA_CA_Los.Angeles-USC.Campus.722874_TMYx.2009-2023 | USA_CA_Los.Angeles-USC.Campus.722874_TMYx.2009-2023.epw
W-tri-R-hvac-33roomac-EER12-oversize-75-TMY.xml | W-tri-R-hvac-33roomac-EER12-oversize-75-HW_His2.xml | 3B_LosAngeles_HW_Historical_MostIntense_MostSevere_2018 | 3B_LosAngeles_HW_Historical_MostIntense_MostSevere_2018.epw | W-tri-R-hvac-33roomac-EER12-oversize-75-HW_Mid1.xml | 3B_LosAngeles_HW_Midterm_Longest_2056 | 3B_LosAngeles_HW_Midterm_Longest_2056.epw | W-tri-R-hvac-33roomac-EER12-oversize-75-TMY_USC.xml | USA_CA_Los.Angeles-USC.Campus.722874_TMYx.2009-2023 | USA_CA_Los.Angeles-USC.Campus.722874_TMYx.2009-2023.epw
W-tri-R-hvac-33roomac-EER12-oversize-82-TMY.xml | W-tri-R-hvac-33roomac-EER12-oversize-82-HW_His2.xml | 3B_LosAngeles_HW_Historical_MostIntense_MostSevere_2018 | 3B_LosAngeles_HW_Historical_MostIntense_MostSevere_2018.epw | W-tri-R-hvac-33roomac-EER12-oversize-82-HW_Mid1.xml | 3B_LosAngeles_HW_Midterm_Longest_2056 | 3B_LosAngeles_HW_Midterm_Longest_2056.epw | W-tri-R-hvac-33roomac-EER12-oversize-82-TMY_USC.xml | USA_CA_Los.Angeles-USC.Campus.722874_TMYx.2009-2023 | USA_CA_Los.Angeles-USC.Campus.722874_TMYx.2009-2023.epw
W-tri-R-hvac-centralac-SEER13-75-TMY.xml | W-tri-R-hvac-centralac-SEER13-75-HW_His2.xml | 3B_LosAngeles_HW_Historical_MostIntense_MostSevere_2018 | 3B_LosAngeles_HW_Historical_MostIntense_MostSevere_2018.epw | W-tri-R-hvac-centralac-SEER13-75-HW_Mid1.xml | 3B_LosAngeles_HW_Midterm_Longest_2056 | 3B_LosAngeles_HW_Midterm_Longest_2056.epw | W-tri-R-hvac-centralac-SEER13-75-TMY_USC.xml | USA_CA_Los.Angeles-USC.Campus.722874_TMYx.2009-2023 | USA_CA_Los.Angeles-USC.Campus.722874_TMYx.2009-2023.epw
W-tri-R-hvac-centralac-SEER13-82-TMY.xml | W-tri-R-hvac-centralac-SEER13-82-HW_His2.xml | 3B_LosAngeles_HW_Historical_MostIntense_MostSevere_2018 | 3B_LosAngeles_HW_Historical_MostIntense_MostSevere_2018.epw | W-tri-R-hvac-centralac-SEER13-82-HW_Mid1.xml | 3B_LosAngeles_HW_Midterm_Longest_2056 | 3B_LosAngeles_HW_Midterm_Longest_2056.epw | W-tri-R-hvac-centralac-SEER13-82-TMY_USC.xml | USA_CA_Los.Angeles-USC.Campus.722874_TMYx.2009-2023 | USA_CA_Los.Angeles-USC.Campus.722874_TMYx.2009-2023.epw
W-tri-R-hvac-centralac-SEER20-75-TMY.xml | W-tri-R-hvac-centralac-SEER20-75-HW_His2.xml | 3B_LosAngeles_HW_Historical_MostIntense_MostSevere_2018 | 3B_LosAngeles_HW_Historical_MostIntense_MostSevere_2018.epw | W-tri-R-hvac-centralac-SEER20-75-HW_Mid1.xml | 3B_LosAngeles_HW_Midterm_Longest_2056 | 3B_LosAngeles_HW_Midterm_Longest_2056.epw | W-tri-R-hvac-centralac-SEER20-75-TMY_USC.xml | USA_CA_Los.Angeles-USC.Campus.722874_TMYx.2009-2023 | USA_CA_Los.Angeles-USC.Campus.722874_TMYx.2009-2023.epw
W-tri-R-hvac-centralac-SEER20-82-TMY.xml | W-tri-R-hvac-centralac-SEER20-82-HW_His2.xml | 3B_LosAngeles_HW_Historical_MostIntense_MostSevere_2018 | 3B_LosAngeles_HW_Historical_MostIntense_MostSevere_2018.epw | W-tri-R-hvac-centralac-SEER20-82-HW_Mid1.xml | 3B_LosAngeles_HW_Midterm_Longest_2056 | 3B_LosAngeles_HW_Midterm_Longest_2056.epw | W-tri-R-hvac-centralac-SEER20-82-TMY_USC.xml | USA_CA_Los.Angeles-USC.Campus.722874_TMYx.2009-2023 | USA_CA_Los.Angeles-USC.Campus.722874_TMYx.2009-2023.epw
W-tri-R-hvac-heatpump-SEER20-75-TMY.xml | W-tri-R-hvac-heatpump-SEER20-75-HW_His2.xml | 3B_LosAngeles_HW_Historical_MostIntense_MostSevere_2018 | 3B_LosAngeles_HW_Historical_MostIntense_MostSevere_2018.epw | W-tri-R-hvac-heatpump-SEER20-75-HW_Mid1.xml | 3B_LosAngeles_HW_Midterm_Longest_2056 | 3B_LosAngeles_HW_Midterm_Longest_2056.epw | W-tri-R-hvac-heatpump-SEER20-75-TMY_USC.xml | USA_CA_Los.Angeles-USC.Campus.722874_TMYx.2009-2023 | USA_CA_Los.Angeles-USC.Campus.722874_TMYx.2009-2023.epw
W-tri-R-hvac-heatpump-SEER20-82-TMY.xml | W-tri-R-hvac-heatpump-SEER20-82-HW_His2.xml | 3B_LosAngeles_HW_Historical_MostIntense_MostSevere_2018 | 3B_LosAngeles_HW_Historical_MostIntense_MostSevere_2018.epw | W-tri-R-hvac-heatpump-SEER20-82-HW_Mid1.xml | 3B_LosAngeles_HW_Midterm_Longest_2056 | 3B_LosAngeles_HW_Midterm_Longest_2056.epw | W-tri-R-hvac-heatpump-SEER20-82-TMY_USC.xml | USA_CA_Los.Angeles-USC.Campus.722874_TMYx.2009-2023 | USA_CA_Los.Angeles-USC.Campus.722874_TMYx.2009-2023.epw
W-tri-R-hvac-minisplit-SEER20-75-TMY.xml | W-tri-R-hvac-minisplit-SEER20-75-HW_His2.xml | 3B_LosAngeles_HW_Historical_MostIntense_MostSevere_2018 | 3B_LosAngeles_HW_Historical_MostIntense_MostSevere_2018.epw | W-tri-R-hvac-minisplit-SEER20-75-HW_Mid1.xml | 3B_LosAngeles_HW_Midterm_Longest_2056 | 3B_LosAngeles_HW_Midterm_Longest_2056.epw | W-tri-R-hvac-minisplit-SEER20-75-TMY_USC.xml | USA_CA_Los.Angeles-USC.Campus.722874_TMYx.2009-2023 | USA_CA_Los.Angeles-USC.Campus.722874_TMYx.2009-2023.epw
W-tri-R-hvac-minisplit-SEER20-82-TMY.xml | W-tri-R-hvac-minisplit-SEER20-82-HW_His2.xml | 3B_LosAngeles_HW_Historical_MostIntense_MostSevere_2018 | 3B_LosAngeles_HW_Historical_MostIntense_MostSevere_2018.epw | W-tri-R-hvac-minisplit-SEER20-82-HW_Mid1.xml | 3B_LosAngeles_HW_Midterm_Longest_2056 | 3B_LosAngeles_HW_Midterm_Longest_2056.epw | W-tri-R-hvac-minisplit-SEER20-82-TMY_USC.xml | USA_CA_Los.Angeles-USC.Campus.722874_TMYx.2009-2023 | USA_CA_Los.Angeles-USC.Campus.722874_TMYx.2009-2023.epw
W-tri-R-hvac-none-TMY.xml | W-tri-R-hvac-none-HW_His2.xml | 3B_LosAngeles_HW_Historical_MostIntense_MostSevere_2018 | 3B_LosAngeles_HW_Historical_MostIntense_MostSevere_2018.epw | W-tri-R-hvac-none-HW_Mid1.xml | 3B_LosAngeles_HW_Midterm_Longest_2056 | 3B_LosAngeles_HW_Midterm_Longest_2056.epw | W-tri-R-hvac-none-TMY_USC.xml | USA_CA_Los.Angeles-USC.Campus.722874_TMYx.2009-2023 | USA_CA_Los.Angeles-USC.Campus.722874_TMYx.2009-2023.epw
AllPC-hvac-centralac-SEER20-75-TMY.xml | AllPC-hvac-centralac-SEER20-75-HW_His2.xml | 3B_LosAngeles_HW_Historical_MostIntense_MostSevere_2018 | 3B_LosAngeles_HW_Historical_MostIntense_MostSevere_2018.epw | AllPC-hvac-centralac-SEER20-75-HW_Mid1.xml | 3B_LosAngeles_HW_Midterm_Longest_2056 | 3B_LosAngeles_HW_Midterm_Longest_2056.epw | AllPC-hvac-centralac-SEER20-75-TMY_USC.xml | USA_CA_Los.Angeles-USC.Campus.722874_TMYx.2009-2023 | USA_CA_Los.Angeles-USC.Campus.722874_TMYx.2009-2023.epw
AllPC-hvac-centralac-SEER20-82-TMY.xml | AllPC-hvac-centralac-SEER20-82-HW_His2.xml | 3B_LosAngeles_HW_Historical_MostIntense_MostSevere_2018 | 3B_LosAngeles_HW_Historical_MostIntense_MostSevere_2018.epw | AllPC-hvac-centralac-SEER20-82-HW_Mid1.xml | 3B_LosAngeles_HW_Midterm_Longest_2056 | 3B_LosAngeles_HW_Midterm_Longest_2056.epw | AllPC-hvac-centralac-SEER20-82-TMY_USC.xml | USA_CA_Los.Angeles-USC.Campus.722874_TMYx.2009-2023 | USA_CA_Los.Angeles-USC.Campus.722874_TMYx.2009-2023.epw
AllPC-hvac-heatpump-SEER20-75-TMY.xml | AllPC-hvac-heatpump-SEER20-75-HW_His2.xml | 3B_LosAngeles_HW_Historical_MostIntense_MostSevere_2018 | 3B_LosAngeles_HW_Historical_MostIntense_MostSevere_2018.epw | AllPC-hvac-heatpump-SEER20-75-HW_Mid1.xml | 3B_LosAngeles_HW_Midterm_Longest_2056 | 3B_LosAngeles_HW_Midterm_Longest_2056.epw | AllPC-hvac-heatpump-SEER20-75-TMY_USC.xml | USA_CA_Los.Angeles-USC.Campus.722874_TMYx.2009-2023 | USA_CA_Los.Angeles-USC.Campus.722874_TMYx.2009-2023.epw
AllPC-hvac-heatpump-SEER20-82-TMY.xml | AllPC-hvac-heatpump-SEER20-82-HW_His2.xml | 3B_LosAngeles_HW_Historical_MostIntense_MostSevere_2018 | 3B_LosAngeles_HW_Historical_MostIntense_MostSevere_2018.epw | AllPC-hvac-heatpump-SEER20-82-HW_Mid1.xml | 3B_LosAngeles_HW_Midterm_Longest_2056 | 3B_LosAngeles_HW_Midterm_Longest_2056.epw | AllPC-hvac-heatpump-SEER20-82-TMY_USC.xml | USA_CA_Los.Angeles-USC.Campus.722874_TMYx.2009-2023 | USA_CA_Los.Angeles-USC.Campus.722874_TMYx.2009-2023.epw
AllPC-hvac-none-TMY.xml | AllPC-hvac-none-HW_His2.xml | 3B_LosAngeles_HW_Historical_MostIntense_MostSevere_2018 | 3B_LosAngeles_HW_Historical_MostIntense_MostSevere_2018.epw | AllPC-hvac-none-HW_Mid1.xml | 3B_LosAngeles_HW_Midterm_Longest_2056 | 3B_LosAngeles_HW_Midterm_Longest_2056.epw | AllPC-hvac-none-TMY_USC.xml | USA_CA_Los.Angeles-USC.Campus.722874_TMYx.2009-2023 | USA_CA_Los.Angeles-USC.Campus.722874_TMYx.2009-2023.epw